## Countries
|  |  | wind_2030 | onshore_2030 | offshore_2030 | floating_2030 | solar_2030 | solar_ground_2030 | solar_roof_2030 | ev_targ_2030 | hydrogen_2030 | wind_2035 | onshore_2035 | offshore_2035 | floating_2035 | solar_2035 | solar_ground_2035 | solar_roof_2035 | ev_targ_2035 | hydrogen_2035 | wind_2040 | onshore_2040 | offshore_2040 | floating_2040 | solar_2040 | solar_ground_2040 | solar_roof_2040 | ev_targ_2040 | wind_2045 | onshore_2045 | offshore_2045 | floating_2045 | solar_2045 | solar_ground_2045 | solar_roof_2045 | ev_targ_2045 | wind_2050 | onshore_2045 | offshore_2050 | floating_2050 | solar_2050 | solar_ground_2050 | solar_roof_2050 | ev_targ_2050
H | 1 | AT: Austria | 3.6 | 3.6 | 0 | 0 | [7 empty] | 0 | 0 | [7 empty] | 0 | 0 | [6 empty] | 0 | 0 | [6 empty] | 0 | 0
H | 2 | DE: Germany | 145 | 115 | 30 |  | 215 | 107.5 | 107.5 | 15000000 |  |  |  | 40 | [7 empty] | 160 | 70
H | 3 | BE: Belgium | 11.852 | 6.052 | 5.8 |  | 13.65 | [13 empty] | 14.052 |  | 8 |  | 14.65
H | 4 | BG: Bulgaria | 0.9 | 0.9 | 0 |  | 3.3 |  |  |  |  | 0.9 |  |  |  | 3.3 |  |  |  |  | 1.5 |  |  |  | 3.3
H | 5 | CH: Switzerland |  |  | 0 | 0 | 9.8 | [6 empty] | 0 | 0 | [7 empty] | 0 | 0 | [6 empty] | 0 | 0 | [6 empty] | 0 | 0
H | 6 | CZ: Czech Republic | 0.97 | 0.97 | 0 | 0 | 3.975 | [6 empty] | 0 | 0 | [7 empty] | 0 | 0 | [6 empty] | 0 | 0 | [6 empty] | 0 | 0
H | 7 | DK: Denmark | 14.5 | 8.2 | 6.3 |  | 20 | 14.5 | 5.5 | [13 empty] | 35
H | 8 | EE: Estonia | 2.31 | 1.31 | 1 |  | 1.2 |  |  |  |  | 4 | 3 | 1
c | 9 | ES: Spain | 62 | 59 | 3 |  | 76.2 | 57.2 | 19 | 5500000 | 12
c | 10 | FI: Finland |  |  | 1 |  | 2.8 | [15 empty] | 5 | [15 empty] | 12
c | 11 | FR: France | 37.6 | 34 | 3.6 |  | 57 |  |  | 8500000 | 26.3 | 60.5 | 42.5 | 18 |  | 87.5 |  |  |  | 28.5
c | 12 | UK: United Kingdom | 73.5 | 27 | 46.5 | 5 | 47
c | 13 | GR: Greece | 10.8 | 8.9 | 1.9 |  | 13.5 |  |  |  |  | 13.4 | 9.5 | 3.9 |  | 18.5 |  |  |  |  | 16.787 | 11 | 5.787 |  | 26 |  |  |  | 21.23 | 13 | 8.23 |  | 30.619 |  |  |  | 24.805 | 13 | 11.805 |  | 35.051
c | 14 | HR: Croatia | 1.99 | 1.48 | 0.51 |  | 0.77 | [31 empty] | 3
c | 15 | HU: Hungary | 1 | 1 | 0 | 0 | 12 | [6 empty] | 0 | 0 | [7 empty] | 0 | 0 | [6 empty] | 0 | 0 | [6 empty] | 0 | 0
c | 16 | IE: Ireland | 14 | 9 | 5 |  | 8 |  |  |  | 2 | [11 empty] | 20 | [15 empty] | 37
c | 17 | IT: Italy | 28 | 25.9 | 2.1 |  | 79.9 |  |  | 4300000
c | 18 | LT: Lithuania | 5.9 | 4.5 | 1.4 |  | 4.1 |  |  |  | 3.1
c | 19 | LU: Luxembourg | 0.2 | 0.2 | 0 | 0 | 1.3 | [6 empty] | 0 | 0 | [7 empty] | 0 | 0 | [6 empty] | 0 | 0
c | 20 | LV: Latvia |  |  | 0.5 |  | N/A
H | 21 | NL: Netherlands |  |  | 21 | [5 empty] | 4 |  |  | 35 | [24 empty] | 70
H | 22 | NO: Norway |  |  |  |  | 3 | [15 empty] | 30
H | 23 | PL: Poland |  |  | 5.9 |  | 6 | [15 empty] | 11 |  | 13
c | 24 | PT: Portugal | 12.4 | 10.4 | 2 |  | 20.8
c | 25 | RO: Romania | 7.3 | 7.3 | 0 | 0 | 6.4 | [6 empty] | 3
H | 26 | SE: Sweden | 12.5 |  |  |  | 2.231
H | 27 | SI: Slovenia | 0.15 | 0.15 | 0 | 0 | 1.65 | 1.344 | 0.336
c | 28 | SK: Slovakia | 0.75 | 0.75 | 0 | 0 | 1.7 | [6 empty] | 0 | 0 | [7 empty] | 0 | 0 | [6 empty] | 0 | 0 | [6 empty] | 0 | 0
Note on E2: Henning Åsheim: This is from an IEA report, maybe duble check. According to the report the Austrian government expect an increase of 400MW per year. The raport also said the potential was for 7.5GW by 2030.
Note on C4: Henning Åsheim: Very confusing, needs to be checked.
Note on D5: Henning Åsheim: I believe it is all onshore, but I'm not sure
Note on J8: Henning Åsheim: This is total possible roof mounted capacity, and there is no time-line for this.
Note on F22: Henning Åsheim: Already pushed back to 2032
Note on H23: Henning Åsheim: Somewhere between 2-4GW based on a report on behalf of the government.
Note on H27: Henning Åsheim: This is based on a goal of 2GW installed between 2017 and 2030, with a baseline of 231MW installed in 2017.

## Tasks
Technologies | Wind targets | Include all types: onshore/offshore
| Solar (PV) targets | Include: Ground mounted/Roof top
Electricity demand | EV targets
Heat pumps targets
Electrification of industry
Anything related to demand (i.e. data centers)
| Climate targets (net-zero) | Electricty net zero targets
Long term storage targets (i.e. hydrogen)
power emission system targets

## Codebook
Country | Country code | SIEC codes |  | Type |  | Unit |  |  |  | Source |  |  |  | Scenario
Countries included in the datset. Names are based on Eurostat. NOTE: Czech Republic is called Czechia. | Country code is taken from the Eurostat codes. Note particularly HR, DR, EL, ES, and CH which are quite different from the country names. | SIEC stands for Standard International Energy Product Classification and is to classify energy producers. This dataset uses a subset of the codes, and are in all cases supplemented by a column called 'type' that is explicit about the type of energy production the code corresponds to. The SIEC codes are mainly implemented for campatability to other datasets, like Eurostat. Under SIEC codes we also include custome ones for demand. |  | Type defines what type of energy product the SIEC code refers to. This is included as a variable in the dataset, so ensuring that the spelling is correct is very important. |  | There are many units in use, some might be spelled differently in different documents, so here we will give an overview of the units we use in this data. |  |  |  | There are many sources, with different names. Sometimes some of the targets or estimates are taken form different sources, so this is included to remove unnecessary observations and to keep the data transparent.
Austria | AT | SUPPLY | RA100 | Hydro | Total hydro power. | Capacity | GW | Gigawatt | 1 000 000 000 watts | EU-level | NECP | Integrated National Energy and Climate Plan 2021-2030 |  | General | obs | Observed value; value that is recorded and not estimated.
Belgium | BE |  | RA300 | Wind | Total on shore and off shore wind capacity. | Units of energy | GWh | Gigawatt hours | The energy created by a cartain capacity in one hour. E.g. 1 GWh is equal to a 1 GW of power being produced in 1 hour. | Austria | NECP | Integrated National Energy and Climate Plan 2021-2030 | BKUEMIT. 2024. ‘Integrierter Nationaler Energie- Und Klimaplan Für Österreich’. Bundesministerium für Klimaschutz, Umwelt, Energie, Mobilität, Innovation und Technologie, December 3. https://www.wko.at/tirol/news/104j-6-nekp.pdf. |  | est | Estimated value; used when the type of estimation is unknown or unclear.
Bulgaria | BG |  | RA310 | Wind on shore | Wind onshore only. |  | TWh | Terawatt hours | 1 000 GWh |  | IEA | Energy Policy Review by the International Energy Agency | IEA. 2020. Austria 2020 - Energy Policy Review. https://www.iea.org/reports/austria-2020. |  | potential | Potential build-out; some countries do not include targets, but the maximum potential there is to build out a certain technology. This is what is possible to build out, not what is likely to be built.
Croatia | HR |  | RA320 | Wind off shore | Wind offshore only. |  | PJ | Petajoules | Energy consumption, equal to 278 GWh |  | NECP_1 | LOOK INTO |  |  | target | Target value; when the plans include concrete targets for some value.
Czechia | CZ |  | RA320_F | Wind floating | This is a special category we have made for off shore wind that is floating. This is only used when we have certain information. |  | ktoe | Kilotonne of oil equivalent | Energy consumption, 1 ktoe is equal to 11.63 GWh or 41.868 PJ |  | IEA-WIND | Review of Austria's wind power industry | Fuernsinn, Bernhard, Patrik Wonisch, Austria Windenergy Association, and Andreas Krenn. 2021. Report 2021 Austria. Technology Collaboration Programme. IEA. https://iea-wind.org/wp-content/uploads/2022/12/IEA_Wind_TCP_AR2021_Austria.pdf. |  | ref | Reference scenario; when the plans mention a reference scenario, but are not clear on what the scenario entails/it cannot be compared to a WEM or WAM scenario.
Denmark | DK |  | RA400 | Solar | All types of solar: photovoltaics and thermal power plants . | Others | Percent | Percent | Share of a total, usually for emission and renewables targets. | Belgium | NECP | Integrated National Energy and Climate Plan for Belgium | The Government of Belgium. 2023. ‘National Energy and Climate Plan 2021-2030 (Draft Update)’. November 22. https://www.nationalenergyclimateplan.be/ec-courtesy-translation-be-necp-draft-update.pdf. | EU-level | WEM | With Existing Measures; is an emission and energy use projection based commited to, and existing, measures and actions. To be included in the WEM scenario, a measure or policy must be implemented by the end of 2021. Environmental Protection Agency of Ireland. n.d. ‘Greenhouse Gas FAQ’s’. Accessed 21 July 2025. https://www.epa.ie/our-services/monitoring--assessment/climate-change/ghg/frequently-asked-questions/.
Estonia | EE |  | RA410 | Solar thermal | Solar thermal power plants only. |  | Number | Numeric quantity | Numeric quantity, usually for vehicles and heat pump targets and estimates. | Bulgaria | NECP | Integrated National Energy and Climate Plan for Bulgaria | Ministry of Energy and Ministry of Environment and Water. 2021. ‘Integrated Energy and Climate Plan of the Republic of Bulgaria 2021-2030’. https://energy.ec.europa.eu/system/files/2020-06/bg_final_necp_main_en_0.pdf. |  | WAM | With Additional Measures; is an emission and energy scenario based on the latest government plans at the time the projections are compiled. This includes all WEM policies and policies not yet implemented. Environmental Protection Agency of Ireland. n.d. ‘Greenhouse Gas FAQ’s’. Accessed 21 July 2025. https://www.epa.ie/our-services/monitoring--assessment/climate-change/ghg/frequently-asked-questions/.
Finland | FI |  | RA420 | Solar photovoltaics | Photovoltaic sonly, both ground and roof mounted. |  | CN | Climate Neutrality | This mainly apply for climate neutrality targets which are just labeled NA and 0 for unit and cap respectively. | Czechia | NECP | Integrated National Energy and Climate Plan for Czechia | The Government of the Czech Republic. 2019. ‘National Energy and Climate Plan of the Czech Republic 2021-2030’. November. https://energy.ec.europa.eu/system/files/2020-03/cs_final_necp_main_en_0.pdf. | Czechia | low | Low scenario for electromobility; low adoption of EVs
France | FR |  | RA420_G | Solar photovoltaics ground | This is a special category we have made for photovoltaics that are ground mounted. This is only used when we have certain information. |  |  |  |  | Denmark | NECP | Integrated National Energy and Climate Plan for Denmark | The Government of Denmark. 2019. ‘Integrated National Energy and Climate Plan Denmark’. December. https://energy.ec.europa.eu/system/files/2020-01/dk_final_necp_main_en_0.pdf. |  | medium | Medium scenario for electromobility; slightly higher adoption of EVs
Germany | DE |  | RA420_R | Solar photovoltaics roof | This is a special category we have made for photovoltaics that are roof mounted. This is only used when we have certain information. | [5 empty] | KLIMAAVTALE | Climate Concord on Green Electricity and Heat 2022 | Klima-, Energi- og Forsyningsministeriet. 2025. ‘Klimaaftale Om Grøn Strøm Og Varme 2022’. June 25. https://www.kefm.dk/Media/637920977082432693/Klimaaftale%20om%20gr%C3%B8n%20str%C3%B8m%20og%20varme%202022.pdf. |  | high | High scenario for electromobility; high adoption of EVs
Greece | EL |  | RA600 | Ambient heat (heat pumps) | Heat pumps unspecified type. | [5 empty] | Basisfremskrivning | Base Forcast of Emissions and Energy Consumption | Energistyrelsen. 2020. 2020 Basisfremskrivning. https://ens.dk/analyser-og-statistik/basisfremskrivninger. | Germany | KSP | Based on the estimates/measures of the Climate Protection Plan (Klimaschutzplan)
Hungary | HU |  | RA610 | Geothermal heat pumps | Ground-air or ground-water heat pumps. | [5 empty] | Hydrogen strategy | Concord on the Advancement of Hydrogen and Green Fuels | Jørgensen, Dan. 2022. ‘Aftale Om Udvikling Og Fremme Af Brint Og Grønne Brændstoffer’. Grøn omstilling Klima-, Energi- og Forsyningsministeriet, March 15. https://regeringen.dk/aktuelt/tidligere-publikationer/aftale-om-udvikling-og-fremme-af-brint-og-groenne-braendstoffer/. | Slovenia | S1 | Scenario 1; hydrogen production without new nuclear
Italy | IT |  | RA620 | Aerothermal and hydrothermal heat pumps | Air-air and water-air heat pumps. |  |  |  |  | Germany | NECP | Integrated National Energy and Climate Plan for Germany | Bundesministerium für Wirtschaft und Energie. 2019. ‘Integrierter Nationaler Energie- Und Klimaplan Deutschland’. https://energy.ec.europa.eu/system/files/2020-06/de_final_necp_main_de_0.pdf. |  | S2 | Scenario 1; hydrogen production with new nuclear
Ireland | IE |  | RA620_E | Aerothermal and hydrothermal heat pumps - electric | Electric air-air and water-air heat pumps. | [5 empty] | BWE | Wind Power: The keystone of the energy transition | Bundesministerium für Wirtschaft und Energie. 2025. ‘Windkraft: Rückgrat der Energiewende’. https://www.energiewechsel.de/KAENEF/Redaktion/DE/Standardartikel/windenergie.html. |  | MA | Existing measures, equivalent to WAM
Latvia | LV |  | RA620_H | Aerothermal and hydrothermal heat pumps - hybrid | Hybrid air-air and water-air heat pumps. | [5 empty] | BWK | Photovoltaic Strategy: Strategic areas of action and measures for an accelerated build-out of photovoltaics | Bundesministerium für Wirtschaft und Klimaschutz. 2023. ‘Photovoltaik-Strategie: Handlungsfelder und Maßnahmen für einen beschleunigten Ausbau der Photovoltaik’. Bundesministerium für Wirtschaft und Klimaschutz, May 5. https://www.bmwk.de/Redaktion/DE/Publikationen/Energie/photovoltaik-stategie-2023.pdf?__blob=publicationFile&v. |  | DU | Additional measures, equivalent to WAM
Lithuania | LT |  | RA800 | Electric boilers | Industrial scale electric boilers for heating purposes. | [5 empty] | EEG | Renewable Energy Law | Erneuerbare-Energie-Gesetz (2023). https://www.gesetze-im-internet.de/eeg_2014/EEG_2023.pdf. |  | DU-OVE | Additional measures - renewable; estimates based on additional measures and large scale renwable build-out. Includes no new nuclear.
Luxembourg | LU |  | N9000 | Nuclear fuels and other fuels n.e.c. | Nuclear fuels and other fuels that are not elsewhere classified (n.e.c.). | [5 empty] | NWS | Updated National Hydrogen Strategy | Bundesministerium für Wirtschaft und Klimaschutz. 2023. ‘Fortschreibung Der Nationalen Wasserstoffstrategie’. July. https://www.bmbf.de/SharedDocs/Downloads/DE/20/230726-fortschreibung-nws.pdf?__blob=publicationFile&v=4. |  | DU-JE | Additional measures - nuclear; estimates based on additional measures and a large build-out of nuclear. Renewables will also increase, but not to the same extent as in the DU-OVE scenario.
Netherlands | NL | HYDROGEN + | HYD | Hydrogen | Hydrogen from all sources or unknown sources. |  |  |  |  | Netherlands | NECP | Integrated National Energy and Climate Plan for the Netherlands | The Government of the Netherlands. 2023. ‘Integrated National Energy and Climate Plan Netherlands’. July 3. https://commission.europa.eu/document/download/0fe725be-1783-4c33-a9b1-d42b428ea903_en?filename=EN_NETHERLANDS%20DRAFT%20UPDATED%20NECP.pdf. |  | ENTSOG/ENTSO-E | Models for hydrogen production.
Norway | NO |  | GHYD | Hydrogen of carbon free origin | Hydrogen from 'green', i.e., carbon free, sources. | [5 empty] | KEV | Climate and Energy Survey 2024 | Planbureau voor de Leefomgeving. 2024. Klimaat- en Energieverkenning 2024. https://www.pbl.nl/publicaties/klimaat-en-energieverkenning-2024. | Sweden | LM | LM = Lokal Miljöhänsyn (Local environment consideration). In this scenario, Sweden's environmental considerations are high, however, cooperation with other countries are low. This scenario sees the lowest energy demand, but highest electricity prices.
Poland | PL |  | RHYD | Hydrogen of renewable origin | Hydrogen only from renewable sources. | [5 empty] | NCA | National Climate Agreement | Government of the Netherlands. 2019. ‘National Climate Agreement’. June 28. https://www.klimaatakkoord.nl/documenten/publicaties/2019/06/28/national-climate-agreement-the-netherlands. |  | GM | GM = Globalt miljöperspektiv (Global environment perspective). In this scenario Sweden's environmental conscience is high, and cooperation with other countries is high as well.This leads to net import of electricity.
Portugal | PT |  | NHYD | Hydrogen of nuclear origin | [6 empty] | NPA | National Plan for the Energy System | Ministerie van Economische Zaken en Klimaat. 2023. ‘Nationaal Plan Energiesysteem’. April 14. https://www.rvo.nl/onderwerpen/energiesysteem/nationaal-plan-energiesysteem#bekijk-het-definitieve-plan. |  | RF | RF = Regional försörjning (Regional supply). Sweden's environmental considerations are low, and globalisation is low. What counts is the price of energy, and this would likely increase emissions.
Romania | RO |  | RFNBO | Renewable fuels of non-biological origin | Synthethic fuels and hydrogen made with renewables. |  |  |  |  | Norway | GOV_W | The National Government's Plan for Offshore Wind | Olje- og energidepartementet. 2021. ‘Vindkraft til havs - tidslinje’. Tidslinje. Regjeringen.no, Regjeringen.no, October 13. https://www.regjeringen.no/no/tema/energi/vindkraft-til-havs/id2873850/. |  | IT | IT = Internationell tillväxt (International increase). In this scenario Sweden's environmental considerations are low, but there is an increase in international energy supply. This scenario has the highest energy demand, however, the demand can be satisfied by both domestic and national suppliers. Environmental considerations can, however, become secondary.
Slovakia | SK | STORAGE | BA100 | Batteries | All types of batteries. | [5 empty] | GOV_S | Representative Proposal Including Solar Target | Stortinget. 2024. ‘Representantforslag fra stortingsrepresentantene Lars Haltbrekken og Kari Elisabeth Kaski om fritak for skatt på egenprodusert strøm til eget forbruk’. Dok8. Stortinget, Stortingets administrasjon, January 5. httpss://www.stortinget.no/no/Saker-og-publikasjoner/Publikasjoner/Representantforslag/2023-2024/dok8-202324-068s/. | Switzerland | ZERO_basis | Base scenario for Switzerland in the EP2050+. This scenario extends today's trends into the future. It is based on the achievement of a high and early energy efficency transformationa and development of carbon-capture technologies.
Slovenia | SL |  | RA130 | Pumped hydro power | Pumped hydro electric storage. | [5 empty] | GOV_E | The National Government's Emission Targets | Klima-og miljødepartementet. 2023. ‘Klimaendringer og norsk klimapolitikk’. Redaksjonellartikkel. Regjeringen.no, Regjeringen.no, August 28. https://www.regjeringen.no/no/tema/klima-og-miljo/innsiktsartikler-klima-miljo/klimaendringer-og-norsk-klimapolitikk/id2636812/. |  | MA | Massnahmen Bundesrat (Measures of the Federal Council); is the base for all the following scenarios.
Spain | ES | EMISSIONS | EM000 | Emission reduction | Emission reduction target. The main use for this is when a country becomes climate neutral. This does not really represent a number, so we have decided to use 0 (Climate Neutral) as value. | [5 empty] | IEA | Energy policy Review by the International Energy Agency | IEA. 2022. Norway 2022: Energy Policy Review. Policy Review. Energy Policy Review. IEA. https://iea.blob.core.windows.net/assets/de28c6a6-8240-41d9-9082-a5dd65d9f3eb/NORWAY2022.pdf. |  | MA-C | Scenario where fossile energy is central
Sweden | SE |  | EM1990 | Emission reduction 1990 | Emission reduction target from 1990-level. | [5 empty] | NVE | Developments in the Power Market towards 2050 | Norges vassdrags- og energidirektorat. 2024. Utviklingen i Kraftmarkedet Mot 2050. https://www.nve.no/media/17623/utviklingen-i-kraftmarkedet-mot-2050.pdf. |  | MA-CE | Scenario where fossile is central and renewable is important
Switzerland | CH |  | EM2005 | Emission reduction 2005 | Emission reduction target from 2005-level. |  |  |  |  | Poland | NECP | Integrated National Energy and Climate Plan for Poland | The Government of Poland. 2023. ‘Integrated National Energy and Climate Plan Poland’. February 29. https://commission.europa.eu/document/download/5118b15e-d380-49ae-b8bb-41cc81a28e15_en?filename=PL_NECPupdate_Projekt_EN.pdf. |  | MA-CE1 | CE + Faster build out of PV
United Kingdom | UK | ENERGY | REC000 | Gross final energy consumption - renewable | Renewable share of gross energy consumption. This can be as percentage or in figures. | [5 empty] | EPP2040 | Energy Policy of Poland until 2040 | Energy Policy of Poland until 2040 (EPP2040) (2021). https://www.gov.pl/web/climate/energy-policy-of-poland-until-2040-epp2040. |  | MA-E | Renewable is central
|  |  | REC100 | Final electricity energy consumption - renewable | [5 empty] | Slovenia | NECP | Integrated National Energy and Climate Plan for Slovenia | The Government of the Republic of Slovenia. 2024. ‘Updated Integrated National Energy and Climate Plan of the Republic of Slovenia’. December 18. https://commission.europa.eu/document/download/19e1a8df-ca9a-4a37-9e3e-8d360b75d06c_en?filename=SI%20%E2%80%93%20FINAL%20UPDATED%20NECP%202021-2030%20%28English%29.pdf.
|  |  | REC200 | Final transportation energy consumption - renewable | Renewable share of transportation consumption. This can be as percentage or in figures. |  |  |  |  | Sweden | NECP | Integrated National Energy and Climate Plan for Sweden | Klimat- och näringslivsdepartementet. 2024. ‘Sveriges Uppdaterade Nationella Energi- Och Klimatplan För 2021–2030’. Regeringskansliet, June 27. https://commission.europa.eu/document/download/26d2c93e-641d-489f-a160-a7052fde58bb_sv?filename=SE_FINAL%20UPDATED%20NECP%202021-2030%20%28Swedish%29.pdf.
|  |  | REC300 | Final heating and cooling energy consumption - renewable | Renewable share of heating and cooling consumption. This can be as percentage or in figures. | [5 empty] | NN2050 | Net Zero 2050 | Statens energimyndighet. 2025. Scenarier över Sveriges energisystem – Vägar till ett energisystem med nettonollutsläpp 2050. March. https://energimyndigheten.a-w2m.se/System/TemplateView.aspx?p=Arkitektkopia&id=1173312576a844f5a08e2c4a2005ccfb&l=t&cat=%2FPrognoser%20och%20Scenarier&lstqty=1.
|  |  | ED000 | Energy demand | Energy demand, usually calculated based on projections (like WEM and WAM). |  |  |  |  | Switzerland | EP2050 | Energy Perspectives 2050 | Eidgenössisches Departement für Umwelt, Verkehr, Energie und Kommunikation and Bundesamt für Energie. 2013. ‘Energieperspektiven 2050: Zusammenfassung’. October 5. https://www.bfe.admin.ch/bfe/de/home/politik/energiestrategie-2050/dokumentation/energieperspektiven-2050.html/.
|  |  | ED010 | Primary energy consumption | Primary energy consumption (PEC) is the total raw energy consumed by the economy. The difference between PEC and final energy consumption (FEC) is that the raw energy (PEC) has to be converted to a usable form (FEC), and this entails debasing the raw energy, e.g., through conversion losses. | [5 empty] | EP2050+ | Energy Perspectives 2050+ | Eidgenössisches Departement für Umwelt, Verkehr, Energie und Kommunikation. 2022. ‘Energieperspektiven 2050+ Kurzbericht’. April 12. https://www.bfe.admin.ch/bfe/de/home/politik/energieperspektiven-2050-plus.html.
|  |  | ED020 | Final energy consumption | Final energy consumption (FEC) is the actual energy consumed by an economy. The difference between FEC and primary energy consumption (PEC) is that the raw energy (PEC) has to be converted to a usable form (FEC), and this entails debasing the raw energy, e.g., through conversion losses. |  |  |  |  | United Kingdom | Carbon Brief
|  |  | ED100 | Energy demand - households | Household, or residential, energy demand.
|  |  | ED140 | Energy demand - households and services | Some countries have households and services as one category, the SIEC code is thus the 100 from and households and 40 from 400 in services.
|  |  | ED200 | Energy demand - transportation | Transportation energy demand.
|  |  | ED210 | Energy demand transportation - renewable
|  |  | ED300 | Energy demand - industry | Industry energy demand.
|  |  | ED400 | Energy demand - services | Services energy demand. Also known as tertiary energy demand.
|  |  | ED410 | Energy demand - data
|  |  | ED450 | Energy demand - services and agriculture
|  |  | ED480 | Energy demand - services and others
|  |  | ED500 | Energy demand - agriculture
|  |  | ED600 | Energy demand - construction
|  |  | ED700 | Energy demand - electricity
|  |  | ED800 | Energy demand - others
|  |  | PEP000 | Primary energy production
|  |  | PEP100 | Primary energy production - renewable
|  |  | PEP110 | Primary energy production - wind
|  |  | PEP120 | Primary energy production - solar
|  |  | PEP180 | Primary energy production - renewable and waste
|  |  | PEP121 | Primary energy production - solar and others
|  |  | PEP200 | Primary energy production - nuclear
|  |  | EP000 | Energy production
|  |  | EP100 | Energy production - renewable
|  |  | EP180 | Energy production - renewable and waste
|  |  | EP200 | Energy production - nuclear
|  |  | IEC000 | Installed energy production capacity
|  |  | HP000 | Heat production
|  |  | HP100 | Heat production - renewable
|  |  | HP200 | Heat production - nuclear
|  | ELECTRICITY | EL000 | Electricity demand | Total electricity demand
|  |  | EL010 | Primary electricity consumption
|  |  | EL020 | Final electricity consumption
|  |  | EL030 | Gross final electricity consumption
|  |  | EL100 | Electricity demand - households |  |  | Undefined
|  |  | EL140 | Electricity demand - households and services |  |  | Energy sector
|  |  | EL200 | Electricity demand - transportation
|  |  | EL210 | Electricity demand transportation - road
|  |  | EL220 | Electricity demand transportation - rail
|  |  | EL230 | Electricity demand transportation - pipe
|  |  | REL210 | Renewable electricity demand transportation - road
|  |  | REL220 | Renewable electricity demand transportation - rail
|  |  | REL230 | Renewable electricity demand transportation - pipe |  |  | Sectoral services
|  |  | EL300 | Electricity demand - industry |  |  | petroleum industry
|  |  | EL400 | Electricity demand - services |  |  | losses
|  |  | EL450 | Electricity demand - services and agriculture |  |  | Hydrogen
|  |  | EL500 | Electricity demand - agriculture |  |  | Communications and data
|  |  | EL600 | Electricity demand - construction
|  |  | EL700 | Electricity demand - hydrogen
|  |  | EL800 | Electricity demand - others
|  |  | E7100 | Electricity - renewable | Electricity produced by renewable sources. Can also be a percentage.
|  |  | E7200 | Electricity - carbon free | Electricity produced by all carbon free sources. This includes nuclear power, which is an important part of the energy transition for many countries
|  |  | GEP000 | Gross electricity production
|  |  | GEP100 | Gross electricity production - renewable
|  |  | GEP200 | Gross electricity production - nuclear
|  |  | NEP000 | Net electricity production
|  |  | NEP100 | Net electricity production - renewable
|  |  | NEP110 | Net electricity production - wind
|  |  | NEP120 | Net electricity production - solar
|  |  | NEP200 | Net electricity production - nuclear
|  |  | ELEV | Electricity demand - EV
|  |  | EV000 | Electric vehicles
|  |  | EV010 | Electric vehicles - electric
|  |  | EV020 | Electric vehicles - hybrids
|  |  | EV100 | Electric vehicles - light duty
|  |  | EV110 | Electric vehicles light duty - electric
|  |  | EV120 | Electric vehicles light duty - hybrid
|  |  | EV200 | Electric vehicles - heavy duty
|  |  | EV210 | Electric vehicles - trucks
|  |  | EV220 | Electric vehicles - buses
|  |  | HV000 | Hydrogen vehicles
|  |  | HV100 | Hydrogen vehicles - light duty
|  |  | HV200 | Hydrogen vehicles - heavy duty
|  |  | RC000 | Recharge capacity

## Main
country | geo | siec | type | unit | source | scenario | year | cap
Austria | AT | RA300 | Wind | GW | IEA | est | 2023 | 3.885
Austria | AT | RA300 | Wind | GW | IEA | est | 2030 | 7.5
Austria | AT | RA300 | Wind | Pj | NECP_1 | WAM | 2021 | 31
Austria | AT | RA300 | Wind | Pj | NECP_1 | WAM | 2022 | 34
Austria | AT | RA300 | Wind | Pj | NECP_1 | WAM | 2023 | 37
Austria | AT | RA300 | Wind | Pj | NECP_1 | WAM | 2024 | 40
Austria | AT | RA300 | Wind | Pj | NECP_1 | WAM | 2025 | 43
Austria | AT | RA300 | Wind | Pj | NECP_1 | WAM | 2026 | 46
Austria | AT | RA300 | Wind | Pj | NECP_1 | WAM | 2027 | 50
Austria | AT | RA300 | Wind | Pj | NECP_1 | WAM | 2028 | 53
Austria | AT | RA300 | Wind | Pj | NECP_1 | WAM | 2029 | 57
Austria | AT | RA300 | Wind | Pj | NECP_1 | WAM | 2030 | 60
Austria | AT | RA300 | Wind | TWh | NECP_1 | WAM | 2020 | 7
Austria | AT | RA300 | Wind | TWh | NECP_1 | WAM | 2021 | 7
Austria | AT | RA300 | Wind | TWh | NECP_1 | WAM | 2022 | 7
Austria | AT | RA300 | Wind | TWh | NECP_1 | WAM | 2023 | 9
Austria | AT | RA300 | Wind | TWh | NECP_1 | WAM | 2024 | 11
Austria | AT | RA300 | Wind | TWh | NECP_1 | WAM | 2025 | 12
Austria | AT | RA300 | Wind | TWh | NECP_1 | WAM | 2026 | 13
Austria | AT | RA300 | Wind | TWh | NECP_1 | WAM | 2027 | 14
Austria | AT | RA300 | Wind | TWh | NECP_1 | WAM | 2028 | 16
Austria | AT | RA300 | Wind | TWh | NECP_1 | WAM | 2029 | 17
Austria | AT | RA300 | Wind | TWh | NECP_1 | WAM | 2030 | 19
Austria | AT | RA300 | Wind | TWh | NECP_1 | WAM | 2040 | 24
Austria | AT | RA300 | Wind | TWh | NECP_1 | WAM | 2050 | 27
Austria | AT | RA310 | Wind on shore | GW | IEA | est | 2023 | 3.885
Austria | AT | RA310 | Wind on shore | GW | IEA | est | 2030 | 7.5
Austria | AT | RA310 | Wind on shore | Pj | NECP_1 | WAM | 2021 | 31
Austria | AT | RA310 | Wind on shore | Pj | NECP_1 | WAM | 2022 | 34
Austria | AT | RA310 | Wind on shore | Pj | NECP_1 | WAM | 2023 | 37
Austria | AT | RA310 | Wind on shore | Pj | NECP_1 | WAM | 2024 | 40
Austria | AT | RA310 | Wind on shore | Pj | NECP_1 | WAM | 2025 | 43
Austria | AT | RA310 | Wind on shore | Pj | NECP_1 | WAM | 2026 | 46
Austria | AT | RA310 | Wind on shore | Pj | NECP_1 | WAM | 2027 | 50
Austria | AT | RA310 | Wind on shore | Pj | NECP_1 | WAM | 2028 | 53
Austria | AT | RA310 | Wind on shore | Pj | NECP_1 | WAM | 2029 | 57
Austria | AT | RA310 | Wind on shore | Pj | NECP_1 | WAM | 2030 | 60
Austria | AT | RA310 | Wind on shore | TWh | NECP_1 | WAM | 2020 | 7
Austria | AT | RA310 | Wind on shore | TWh | NECP_1 | WAM | 2021 | 7
Austria | AT | RA310 | Wind on shore | TWh | NECP_1 | WAM | 2022 | 7
Austria | AT | RA310 | Wind on shore | TWh | NECP_1 | WAM | 2023 | 9
Austria | AT | RA310 | Wind on shore | TWh | NECP_1 | WAM | 2024 | 11
Austria | AT | RA310 | Wind on shore | TWh | NECP_1 | WAM | 2025 | 12
Austria | AT | RA310 | Wind on shore | TWh | NECP_1 | WAM | 2026 | 13
Austria | AT | RA310 | Wind on shore | TWh | NECP_1 | WAM | 2027 | 14
Austria | AT | RA310 | Wind on shore | TWh | NECP_1 | WAM | 2028 | 16
Austria | AT | RA310 | Wind on shore | TWh | NECP_1 | WAM | 2029 | 17
Austria | AT | RA310 | Wind on shore | TWh | NECP_1 | WAM | 2030 | 19
Austria | AT | RA310 | Wind on shore | TWh | NECP_1 | WAM | 2040 | 24
Austria | AT | RA310 | Wind on shore | TWh | NECP_1 | WAM | 2050 | 27
Austria | AT | RA400 | Solar | GW | IEA | est | 2023 | 6.396
Austria | AT | RA400 | Solar | Pj | NECP_1 | WAM | 2021 | 13
Austria | AT | RA400 | Solar | Pj | NECP_1 | WAM | 2022 | 16
Austria | AT | RA400 | Solar | Pj | NECP_1 | WAM | 2023 | 20
Austria | AT | RA400 | Solar | Pj | NECP_1 | WAM | 2024 | 23
Austria | AT | RA400 | Solar | Pj | NECP_1 | WAM | 2025 | 26
Austria | AT | RA400 | Solar | Pj | NECP_1 | WAM | 2026 | 29
Austria | AT | RA400 | Solar | Pj | NECP_1 | WAM | 2027 | 32
Austria | AT | RA400 | Solar | Pj | NECP_1 | WAM | 2028 | 35
Austria | AT | RA400 | Solar | Pj | NECP_1 | WAM | 2029 | 39
Austria | AT | RA400 | Solar | Pj | NECP_1 | WAM | 2030 | 42
Austria | AT | RA400 | Solar | TWh | NECP_1 | WAM | 2020 | 3
Austria | AT | RA400 | Solar | TWh | NECP_1 | WAM | 2021 | 3
Austria | AT | RA400 | Solar | TWh | NECP_1 | WAM | 2022 | 4
Austria | AT | RA400 | Solar | TWh | NECP_1 | WAM | 2023 | 5
Austria | AT | RA400 | Solar | TWh | NECP_1 | WAM | 2024 | 6
Austria | AT | RA400 | Solar | TWh | NECP_1 | WAM | 2025 | 8
Austria | AT | RA400 | Solar | TWh | NECP_1 | WAM | 2026 | 10
Austria | AT | RA400 | Solar | TWh | NECP_1 | WAM | 2027 | 12
Austria | AT | RA400 | Solar | TWh | NECP_1 | WAM | 2028 | 15
Austria | AT | RA400 | Solar | TWh | NECP_1 | WAM | 2029 | 17
Austria | AT | RA400 | Solar | TWh | NECP_1 | WAM | 2030 | 19
Austria | AT | RA400 | Solar | TWh | NECP_1 | WAM | 2040 | 30
Austria | AT | RA400 | Solar | TWh | NECP_1 | WAM | 2050 | 35
Austria | AT | RA420 | Solar photovoltaic | GW | IEA | est | 2023 | 6.396
Austria | AT | RA420 | Solar photovoltaic | Pj | NECP_1 | WAM | 2021 | 13
Austria | AT | RA420 | Solar photovoltaic | Pj | NECP_1 | WAM | 2022 | 16
Austria | AT | RA420 | Solar photovoltaic | Pj | NECP_1 | WAM | 2023 | 20
Austria | AT | RA420 | Solar photovoltaic | Pj | NECP_1 | WAM | 2024 | 23
Austria | AT | RA420 | Solar photovoltaic | Pj | NECP_1 | WAM | 2025 | 26
Austria | AT | RA420 | Solar photovoltaic | Pj | NECP_1 | WAM | 2026 | 29
Austria | AT | RA420 | Solar photovoltaic | Pj | NECP_1 | WAM | 2027 | 32
Austria | AT | RA420 | Solar photovoltaic | Pj | NECP_1 | WAM | 2028 | 35
Austria | AT | RA420 | Solar photovoltaic | Pj | NECP_1 | WAM | 2029 | 39
Austria | AT | RA420 | Solar photovoltaic | Pj | NECP_1 | WAM | 2030 | 42
Austria | AT | RA420 | Solar photovoltaic | TWh | NECP_1 | WAM | 2020 | 3
Austria | AT | RA420 | Solar photovoltaic | TWh | NECP_1 | WAM | 2021 | 3
Austria | AT | RA420 | Solar photovoltaic | TWh | NECP_1 | WAM | 2022 | 4
Austria | AT | RA420 | Solar photovoltaic | TWh | NECP_1 | WAM | 2023 | 5
Austria | AT | RA420 | Solar photovoltaic | TWh | NECP_1 | WAM | 2024 | 6
Austria | AT | RA420 | Solar photovoltaic | TWh | NECP_1 | WAM | 2025 | 8
Austria | AT | RA420 | Solar photovoltaic | TWh | NECP_1 | WAM | 2026 | 10
Austria | AT | RA420 | Solar photovoltaic | TWh | NECP_1 | WAM | 2027 | 12
Austria | AT | RA420 | Solar photovoltaic | TWh | NECP_1 | WAM | 2028 | 15
Austria | AT | RA420 | Solar photovoltaic | TWh | NECP_1 | WAM | 2029 | 17
Austria | AT | RA420 | Solar photovoltaic | TWh | NECP_1 | WAM | 2030 | 19
Austria | AT | RA420 | Solar photovoltaic | TWh | NECP_1 | WAM | 2040 | 30
Austria | AT | RA420 | Solar photovoltaic | TWh | NECP_1 | WAM | 2050 | 35
Austria | AT | RA300 | Wind | Pj | NECP_1 | WAM | 2021 | 31
Austria | AT | RA300 | Wind | Pj | NECP_1 | WAM | 2022 | 34
Austria | AT | RA300 | Wind | Pj | NECP_1 | WAM | 2023 | 37
Austria | AT | RA300 | Wind | Pj | NECP_1 | WAM | 2024 | 40
Austria | AT | RA300 | Wind | Pj | NECP_1 | WAM | 2025 | 43
Austria | AT | RA300 | Wind | Pj | NECP_1 | WAM | 2026 | 46
Austria | AT | RA300 | Wind | Pj | NECP_1 | WAM | 2027 | 50
Austria | AT | RA300 | Wind | Pj | NECP_1 | WAM | 2028 | 53
Austria | AT | RA300 | Wind | Pj | NECP_1 | WAM | 2029 | 57
Austria | AT | RA300 | Wind | Pj | NECP_1 | WAM | 2030 | 60
Austria | AT | RA300 | Wind | TWh | NECP_1 | WEM | 2020 | 7
Austria | AT | RA300 | Wind | TWh | NECP_1 | WEM | 2030 | 17
Austria | AT | RA300 | Wind | TWh | NECP_1 | WEM | 2040 | 19
Austria | AT | RA300 | Wind | TWh | NECP_1 | WEM | 2050 | 22
Austria | AT | RA310 | Wind on shore | TWh | NECP_1 | WEM | 2020 | 7
Austria | AT | RA310 | Wind on shore | TWh | NECP_1 | WEM | 2030 | 17
Austria | AT | RA310 | Wind on shore | TWh | NECP_1 | WEM | 2040 | 19
Austria | AT | RA310 | Wind on shore | TWh | NECP_1 | WEM | 2050 | 22
Austria | AT | RA400 | Solar | TWh | NECP_1 | WEM | 2020 | 2
Austria | AT | RA400 | Solar | TWh | NECP_1 | WEM | 2030 | 13
Austria | AT | RA400 | Solar | TWh | NECP_1 | WEM | 2040 | 15
Austria | AT | RA400 | Solar | TWh | NECP_1 | WEM | 2050 | 17
Austria | AT | RA420 | Solar photovoltaic | TWh | NECP_1 | WEM | 2020 | 2
Austria | AT | RA420 | Solar photovoltaic | TWh | NECP_1 | WEM | 2030 | 13
Austria | AT | RA420 | Solar photovoltaic | TWh | NECP_1 | WEM | 2040 | 15
Austria | AT | RA420 | Solar photovoltaic | TWh | NECP_1 | WEM | 2050 | 17
Belgium | BE | RA300 | Wind | GW | NCEP | goal | 2030 | 11.852
Belgium | BE | RA310 | Wind on shore | GW | NCEP | goal | 2030 | 6.052
Belgium | BE | RA320 | Wind off shore | GW | NCEP | goal | 2030 | 5.8
Belgium | BE | RA320 | Wind off shore | GW | NCEP | goal | 2040 | 8
Belgium | BE | RA400 | Solar | GW | NCEP | goal | 2030 | 15.65
Belgium | BE | RA420 | Solar photovoltaic | GW | NCEP | goal | 2030 | 15.65
Bulgaria | BG | RA300 | Wind | GW | NECP | WEM | 2020 | 0.7
Bulgaria | BG | RA300 | Wind | GW | NECP | WEM | 2025 | 0.7
Bulgaria | BG | RA300 | Wind | GW | NECP | WEM | 2030 | 0.9
Bulgaria | BG | RA300 | Wind | GW | NECP | WEM | 2035 | 0.9
Bulgaria | BG | RA300 | Wind | GW | NECP | WEM | 2040 | 1.5
Bulgaria | BG | RA310 | Wind on shore | GW | NECP | WEM | 2020 | 0.7
Bulgaria | BG | RA310 | Wind on shore | GW | NECP | WEM | 2025 | 0.7
Bulgaria | BG | RA310 | Wind on shore | GW | NECP | WEM | 2030 | 0.9
Bulgaria | BG | RA310 | Wind on shore | GW | NECP | WEM | 2035 | 0.9
Bulgaria | BG | RA310 | Wind on shore | GW | NECP | WEM | 2040 | 1.5
Bulgaria | BG | RA400 | Solar | GW | NECP | WEM | 2020 | 1
Bulgaria | BG | RA400 | Solar | GW | NECP | WEM | 2025 | 1.9
Bulgaria | BG | RA400 | Solar | GW | NECP | WEM | 2030 | 3.3
Bulgaria | BG | RA400 | Solar | GW | NECP | WEM | 2035 | 3.3
Bulgaria | BG | RA400 | Solar | GW | NECP | WEM | 2040 | 3.3
Bulgaria | BG | RA420 | Solar photovoltaic | GW | NECP | WEM | 2020 | 1
Bulgaria | BG | RA420 | Solar photovoltaic | GW | NECP | WEM | 2025 | 1.9
Bulgaria | BG | RA420 | Solar photovoltaic | GW | NECP | WEM | 2030 | 3.3
Bulgaria | BG | RA420 | Solar photovoltaic | GW | NECP | WEM | 2035 | 3.3
Bulgaria | BG | RA420 | Solar photovoltaic | GW | NECP | WEM | 2040 | 3.3
Croatia | HR | RA300 | Wind | GW | NECP | WAM | 2021 | 0.987
Croatia | HR | RA300 | Wind | GW | NECP | WAM | 2030 | 2.268
Croatia | HR | RA300 | Wind | GW | NECP | WAM | 2040 | 3.563
Croatia | HR | RA300 | Wind | GW | NECP | WAM | 2050 | 4.353
Croatia | HR | RA400 | Solar | GW | NECP | WAM | 2021 | 0.222
Croatia | HR | RA400 | Solar | GW | NECP | WAM | 2030 | 2.382
Croatia | HR | RA400 | Solar | GW | NECP | WAM | 2040 | 4.86
Croatia | HR | RA400 | Solar | GW | NECP | WAM | 2050 | 5.77
Croatia | HR | RA300 | Wind | GW | NECP | WEM | 2021 | 0.987
Croatia | HR | RA300 | Wind | GW | NECP | WEM | 2030 | 1.886
Croatia | HR | RA300 | Wind | GW | NECP | WEM | 2040 | 2.496
Croatia | HR | RA300 | Wind | GW | NECP | WEM | 2050 | 3.26
Croatia | HR | RA400 | Solar | GW | NECP | WEM | 2021 | 0.223
Croatia | HR | RA400 | Solar | GW | NECP | WEM | 2030 | 1.266
Croatia | HR | RA400 | Solar | GW | NECP | WEM | 2040 | 2.345
Croatia | HR | RA400 | Solar | GW | NECP | WEM | 2050 | 3.43
Czechia | CZ | RA000 | Renewables and biofuels | GW | NECP |  | 2016 | 4.24
Czechia | CZ | RA000 | Renewables and biofuels | GW | NECP |  | 2020 | 4.392
Czechia | CZ | RA000 | Renewables and biofuels | GW | NECP |  | 2021 | 4.552
Czechia | CZ | RA000 | Renewables and biofuels | GW | NECP |  | 2022 | 4.683
Czechia | CZ | RA000 | Renewables and biofuels | GW | NECP |  | 2023 | 4.861
Czechia | CZ | RA000 | Renewables and biofuels | GW | NECP |  | 2024 | 5.062
Czechia | CZ | RA000 | Renewables and biofuels | GW | NECP |  | 2025 | 5.285
Czechia | CZ | RA000 | Renewables and biofuels | GW | NECP |  | 2026 | 5.526
Czechia | CZ | RA000 | Renewables and biofuels | GW | NECP |  | 2027 | 5.81
Czechia | CZ | RA000 | Renewables and biofuels | GW | NECP |  | 2028 | 6.169
Czechia | CZ | RA000 | Renewables and biofuels | GW | NECP |  | 2029 | 6.544
Czechia | CZ | RA000 | Renewables and biofuels | GW | NECP |  | 2030 | 6.977
Czechia | CZ | RA300 | Wind | GW | NECP |  | 2016 | 0.282
Czechia | CZ | RA300 | Wind | GW | NECP |  | 2020 | 0.37
Czechia | CZ | RA300 | Wind | GW | NECP |  | 2021 | 0.41
Czechia | CZ | RA300 | Wind | GW | NECP |  | 2022 | 0.455
Czechia | CZ | RA300 | Wind | GW | NECP |  | 2023 | 0.505
Czechia | CZ | RA300 | Wind | GW | NECP |  | 2024 | 0.565
Czechia | CZ | RA300 | Wind | GW | NECP |  | 2025 | 0.625
Czechia | CZ | RA300 | Wind | GW | NECP |  | 2026 | 0.685
Czechia | CZ | RA300 | Wind | GW | NECP |  | 2027 | 0.745
Czechia | CZ | RA300 | Wind | GW | NECP |  | 2028 | 0.82
Czechia | CZ | RA300 | Wind | GW | NECP |  | 2029 | 0.895
Czechia | CZ | RA300 | Wind | GW | NECP |  | 2030 | 0.97
Czechia | CZ | RA310 | Wind | GW | NECP |  | 2016 | 0.282
Czechia | CZ | RA310 | Wind | GW | NECP |  | 2020 | 0.37
Czechia | CZ | RA310 | Wind | GW | NECP |  | 2021 | 0.41
Czechia | CZ | RA310 | Wind | GW | NECP |  | 2022 | 0.455
Czechia | CZ | RA310 | Wind | GW | NECP |  | 2023 | 0.505
Czechia | CZ | RA310 | Wind | GW | NECP |  | 2024 | 0.565
Czechia | CZ | RA310 | Wind | GW | NECP |  | 2025 | 0.625
Czechia | CZ | RA310 | Wind | GW | NECP |  | 2026 | 0.685
Czechia | CZ | RA310 | Wind | GW | NECP |  | 2027 | 0.745
Czechia | CZ | RA310 | Wind | GW | NECP |  | 2028 | 0.82
Czechia | CZ | RA310 | Wind | GW | NECP |  | 2029 | 0.895
Czechia | CZ | RA310 | Wind | GW | NECP |  | 2030 | 0.97
Czechia | CZ | RA400 | Solar | GW | NECP |  | 2016 | 2.068
Czechia | CZ | RA400 | Solar | GW | NECP |  | 2020 | 2.082
Czechia | CZ | RA400 | Solar | GW | NECP |  | 2021 | 2.153
Czechia | CZ | RA400 | Solar | GW | NECP |  | 2022 | 2.236
Czechia | CZ | RA400 | Solar | GW | NECP |  | 2023 | 2.34
Czechia | CZ | RA400 | Solar | GW | NECP |  | 2024 | 2.47
Czechia | CZ | RA400 | Solar | GW | NECP |  | 2025 | 2.628
Czechia | CZ | RA400 | Solar | GW | NECP |  | 2026 | 2.822
Czechia | CZ | RA400 | Solar | GW | NECP |  | 2027 | 3.051
Czechia | CZ | RA400 | Solar | GW | NECP |  | 2028 | 3.319
Czechia | CZ | RA400 | Solar | GW | NECP |  | 2029 | 3 625
Czechia | CZ | RA400 | Solar | GW | NECP |  | 2030 | 3.975
Czechia | CZ | RA420 | Solar photovoltaic | GW | NECP |  | 2016 | 2.068
Czechia | CZ | RA420 | Solar photovoltaic | GW | NECP |  | 2020 | 2.082
Czechia | CZ | RA420 | Solar photovoltaic | GW | NECP |  | 2021 | 2.153
Czechia | CZ | RA420 | Solar photovoltaic | GW | NECP |  | 2022 | 2.236
Czechia | CZ | RA420 | Solar photovoltaic | GW | NECP |  | 2023 | 2.34
Czechia | CZ | RA420 | Solar photovoltaic | GW | NECP |  | 2024 | 2.47
Czechia | CZ | RA420 | Solar photovoltaic | GW | NECP |  | 2025 | 2.628
Czechia | CZ | RA420 | Solar photovoltaic | GW | NECP |  | 2026 | 2.822
Czechia | CZ | RA420 | Solar photovoltaic | GW | NECP |  | 2027 | 3.051
Czechia | CZ | RA420 | Solar photovoltaic | GW | NECP |  | 2028 | 3.319
Czechia | CZ | RA420 | Solar photovoltaic | GW | NECP |  | 2029 | 3 625
Czechia | CZ | RA420 | Solar photovoltaic | GW | NECP |  | 2030 | 3.975
Denmark | DK | RA300 | Wind | GW | NECP | est | 2021 | 7.59
Denmark | DK | RA300 | Wind | GW | NECP | est | 2022 | 7.969
Denmark | DK | RA300 | Wind | GW | NECP | est | 2023 | 7.901
Denmark | DK | RA300 | Wind | GW | NECP | est | 2024 | 8.649
Denmark | DK | RA300 | Wind | GW | NECP | est | 2025 | 9.01
Denmark | DK | RA300 | Wind | GW | NECP | est | 2026 | 8.971
Denmark | DK | RA300 | Wind | GW | NECP | est | 2027 | 9.324
Denmark | DK | RA300 | Wind | GW | NECP | est | 2028 | 9.673
Denmark | DK | RA300 | Wind | GW | NECP | est | 2029 | 10.626
Denmark | DK | RA300 | Wind | GW | NECP | est | 2030 | 10.147
Denmark | DK | RA400 | Solar | GW | NECP | est | 2021 | 2.248
Denmark | DK | RA400 | Solar | GW | NECP | est | 2022 | 2.671
Denmark | DK | RA400 | Solar | GW | NECP | est | 2023 | 3.096
Denmark | DK | RA400 | Solar | GW | NECP | est | 2024 | 3.522
Denmark | DK | RA400 | Solar | GW | NECP | est | 2025 | 3.902
Denmark | DK | RA400 | Solar | GW | NECP | est | 2026 | 4.237
Denmark | DK | RA400 | Solar | GW | NECP | est | 2027 | 4.576
Denmark | DK | RA400 | Solar | GW | NECP | est | 2028 | 4.923
Denmark | DK | RA400 | Solar | GW | NECP | est | 2029 | 6.492
Denmark | DK | RA400 | Solar | GW | NECP | est | 2030 | 7.842
Denmark | DK | RA300 | Wind | GW | KLIMAAVTALE |  | 2022 | 6.4
Denmark | DK | RA300 | Wind | GW | KLIMAAVTALE |  | 2030 | 12.2
Denmark | DK | RA300 | Wind | GW | KLIMAAVTALE |  | 2050
Denmark | DK | RA310 | Wind on shore | GW | KLIMAAVTALE |  | 2022 | 4.1
Denmark | DK | RA310 | Wind on shore | GW | KLIMAAVTALE |  | 2030 | 8.2
Denmark | DK | RA320 | Wind off shore | GW | KLIMAAVTALE |  | 2022 | 2.3
Denmark | DK | RA320 | Wind off shore | GW | KLIMAAVTALE |  | 2030 | 4
Denmark | DK | RA320 | Wind off shore | GW | KLIMAAVTALE |  | 2050 | 35
Denmark | DK | RA400 | Solar | GW | KLIMAAVTALE |  | 2022 | 2
Denmark | DK | RA400 | Solar | GW | KLIMAAVTALE |  | 2030 | 20
Denmark | DK | RA420 | Solar photovoltaic | GW | KLIMAAVTALE |  | 2022 | 2
Denmark | DK | RA420 | Solar photovoltaic | GW | KLIMAAVTALE |  | 2030 | 20
Estonia | EE | RA400 | Solar | GW | EU | est | 2020 | 0.1
Estonia | EE | RA400 | Solar | GW | EU | est | 2030 | 0.415
Estonia | EE | RA300 | Wind | GW | EU | est | 2020 | 0.31
Estonia | EE | RA300 | Wind | GW | EU | est | 2030 | 2.03
Finland | FI | RA300 | Wind | TWh | NECP | WEM | 2022 | 17
Finland | FI | RA300 | Wind | TWh | NECP | WEM | 2025 | 25
Finland | FI | RA300 | Wind | TWh | NECP | WEM | 2027 | 28
Finland | FI | RA300 | Wind | TWh | NECP | WEM | 2030 | 33
Finland | FI | RA400 | Solar | TWh | NECP | WEM | 2022 | 1
Finland | FI | RA400 | Solar | TWh | NECP | WEM | 2025 | 2
Finland | FI | RA400 | Solar | TWh | NECP | WEM | 2027 | 4
Finland | FI | RA400 | Solar | TWh | NECP | WEM | 2030 | 6
France | FR | RA420 | Solar photovoltaic | GW | NECP | EPP3 | 2022 | 15.9
France | FR | RA420 | Solar photovoltaic | GW | NECP | EPP3 | 2030 | 57
France | FR | RA420 | Solar photovoltaic | GW | NECP | EPP3 | 2035 | 87.5
France | FR | RA310 | Wind on shore | GW | NECP | EPP3 | 2022 | 20.6
France | FR | RA310 | Wind on shore | GW | NECP | EPP3 | 2030 | 34
France | FR | RA310 | Wind on shore | GW | NECP | EPP3 | 2035 | 52.5
France | FR | RA320 | Wind off shore | GW | NECP | EPP3 | 2022 | 0.5
France | FR | RA320 | Wind off shore | GW | NECP | EPP3 | 2030 | 3.6
France | FR | RA320 | Wind off shore | GW | NECP | EPP3 | 2035 | 18
France | FR | RA300 | Wind | GW | NECP | EPP3 | 2022 | 21.1
France | FR | RA300 | Wind | GW | NECP | EPP3 | 2030 | 37.6
France | FR | RA300 | Wind | GW | NECP | EPP3 | 2035 | 70.5
France | FR | RA400 | Solar | GW | NECP | EPP3 | 2022 | 15.9
France | FR | RA400 | Solar | GW | NECP | EPP3 | 2030 | 57
France | FR | RA400 | Solar | GW | NECP | EPP3 | 2035 | 87.5
Germany | DE | RA300 | Wind | GW | NECP | ref | 2005 | 18.248
Germany | DE | RA300 | Wind | GW | NECP | ref | 2010 | 26.903
Germany | DE | RA300 | Wind | GW | NECP | ref | 2015 | 44.58
Germany | DE | RA300 | Wind | GW | NECP | ref | 2020 | 63.735
Germany | DE | RA300 | Wind | GW | NECP | ref | 2025 | 66.2594
Germany | DE | RA300 | Wind | GW | NECP | ref | 2030 | 75.086
Germany | DE | RA300 | Wind | GW | NECP | ref | 2035 | 82.321
Germany | DE | RA300 | Wind | GW | NECP | ref | 2040 | 83.019
Germany | DE | RA310 | Wind on shore | GW | NECP | ref | 2005 | 18.248
Germany | DE | RA310 | Wind on shore | GW | NECP | ref | 2010 | 26.823
Germany | DE | RA310 | Wind on shore | GW | NECP | ref | 2015 | 41.297
Germany | DE | RA310 | Wind on shore | GW | NECP | ref | 2020 | 56.031
Germany | DE | RA310 | Wind on shore | GW | NECP | ref | 2025 | 55.4554
Germany | DE | RA310 | Wind on shore | GW | NECP | ref | 2030 | 60.082
Germany | DE | RA310 | Wind on shore | GW | NECP | ref | 2035 | 64.111
Germany | DE | RA310 | Wind on shore | GW | NECP | ref | 2040 | 67.319
Germany | DE | RA320 | Wind off shore | GW | NECP | ref | 2005 | 0
Germany | DE | RA320 | Wind off shore | GW | NECP | ref | 2010 | 0.08
Germany | DE | RA320 | Wind off shore | GW | NECP | ref | 2015 | 3.283
Germany | DE | RA320 | Wind off shore | GW | NECP | ref | 2020 | 7.704
Germany | DE | RA320 | Wind off shore | GW | NECP | ref | 2025 | 10.804
Germany | DE | RA320 | Wind off shore | GW | NECP | ref | 2030 | 15.004
Germany | DE | RA320 | Wind off shore | GW | NECP | ref | 2035 | 18.21
Germany | DE | RA320 | Wind off shore | GW | NECP | ref | 2040 | 15.7
Germany | DE | RA300 | Wind | GW | NECP | KSP | 2005 | 18.248
Germany | DE | RA300 | Wind | GW | NECP | KSP | 2010 | 26.903
Germany | DE | RA300 | Wind | GW | NECP | KSP | 2015 | 44.58
Germany | DE | RA300 | Wind | GW | NECP | KSP | 2020 | 62.528
Germany | DE | RA300 | Wind | GW | NECP | KSP | 2025 | 72.833
Germany | DE | RA300 | Wind | GW | NECP | KSP | 2030 | 90.895
Germany | DE | RA300 | Wind | GW | NECP | KSP | 2035 | 116.808
Germany | DE | RA300 | Wind | GW | NECP | KSP | 2040 | 150.196
Germany | DE | RA310 | Wind on shore | GW | NECP | KSP | 2005 | 18.248
Germany | DE | RA310 | Wind on shore | GW | NECP | KSP | 2010 | 26.823
Germany | DE | RA310 | Wind on shore | GW | NECP | KSP | 2015 | 41.297
Germany | DE | RA310 | Wind on shore | GW | NECP | KSP | 2020 | 54.832
Germany | DE | RA310 | Wind on shore | GW | NECP | KSP | 2025 | 62.037
Germany | DE | RA310 | Wind on shore | GW | NECP | KSP | 2030 | 70.899
Germany | DE | RA310 | Wind on shore | GW | NECP | KSP | 2035 | 82.009
Germany | DE | RA310 | Wind on shore | GW | NECP | KSP | 2040 | 98.846
Germany | DE | RA320 | Wind off shore | GW | NECP | KSP | 2005 | 0
Germany | DE | RA320 | Wind off shore | GW | NECP | KSP | 2010 | 0.08
Germany | DE | RA320 | Wind off shore | GW | NECP | KSP | 2015 | 3.283
Germany | DE | RA320 | Wind off shore | GW | NECP | KSP | 2020 | 7.696
Germany | DE | RA320 | Wind off shore | GW | NECP | KSP | 2025 | 10.796
Germany | DE | RA320 | Wind off shore | GW | NECP | KSP | 2030 | 19.996
Germany | DE | RA320 | Wind off shore | GW | NECP | KSP | 2035 | 34.799
Germany | DE | RA320 | Wind off shore | GW | NECP | KSP | 2040 | 51.35
Germany | DE | RA400 | Solar | GW | NECP | ref | 2005 | 2.056
Germany | DE | RA400 | Solar | GW | NECP | ref | 2010 | 18.006
Germany | DE | RA400 | Solar | GW | NECP | ref | 2015 | 39.224
Germany | DE | RA400 | Solar | GW | NECP | ref | 2020 | 49.873
Germany | DE | RA400 | Solar | GW | NECP | ref | 2025 | 61.968
Germany | DE | RA400 | Solar | GW | NECP | ref | 2030 | 71.88
Germany | DE | RA400 | Solar | GW | NECP | ref | 2035 | 74.498
Germany | DE | RA400 | Solar | GW | NECP | ref | 2040 | 82.927
Germany | DE | RA400 | Solar | GW | NECP | KSP | 2005 | 2.056
Germany | DE | RA400 | Solar | GW | NECP | KSP | 2010 | 18.006
Germany | DE | RA400 | Solar | GW | NECP | KSP | 2015 | 39.224
Germany | DE | RA400 | Solar | GW | NECP | KSP | 2020 | 51.568
Germany | DE | RA400 | Solar | GW | NECP | KSP | 2025 | 81.013
Germany | DE | RA400 | Solar | GW | NECP | KSP | 2030 | 97.924
Germany | DE | RA400 | Solar | GW | NECP | KSP | 2035 | 120.044
Germany | DE | RA400 | Solar | GW | NECP | KSP | 2040 | 146.358
Germany | DE | TOTAL | Total | GW | NECP | ref | 2005 | 122.626
Germany | DE | TOTAL | Total | GW | NECP | ref | 2010 | 155.636
Germany | DE | TOTAL | Total | GW | NECP | ref | 2015 | 190.288
Germany | DE | TOTAL | Total | GW | NECP | ref | 2020 | 200.307
Germany | DE | TOTAL | Total | GW | NECP | ref | 2025 | 203.476
Germany | DE | TOTAL | Total | GW | NECP | ref | 2030 | 221.733
Germany | DE | TOTAL | Total | GW | NECP | ref | 2035 | 224.718
Germany | DE | TOTAL | Total | GW | NECP | ref | 2040 | 231.303
Germany | DE | TOTAL | Total | GW | NECP | KSP | 2005 | 122.626
Germany | DE | TOTAL | Total | GW | NECP | KSP | 2010 | 155.636
Germany | DE | TOTAL | Total | GW | NECP | KSP | 2015 | 190.288
Germany | DE | TOTAL | Total | GW | NECP | KSP | 2020 | 201228
Germany | DE | TOTAL | Total | GW | NECP | KSP | 2025 | 219.104
Germany | DE | TOTAL | Total | GW | NECP | KSP | 2030 | 255.137
Germany | DE | TOTAL | Total | GW | NECP | KSP | 2035 | 293.704
Germany | DE | TOTAL | Total | GW | NECP | KSP | 2040 | 347.921
Germany | DE | RA300 | Wind | GW | BWE | goal | 2030 | 145
Germany | DE | RA300 | Wind | GW | BWE | goal | 2035 | 177.5
Germany | DE | RA300 | Wind | GW | BWE | goal | 2040 | 215
Germany | DE | RA300 | Wind | GW | BWE | goal | 2045 | 230
Germany | DE | RA310 | Wind on shore | GW | BWE | goal | 2030 | 115
Germany | DE | RA310 | Wind on shore | GW | BWE | goal | 2040 | 160
Germany | DE | RA320 | Wind off shore | GW | BWE | goal | 2030 | 30
Germany | DE | RA320 | Wind off shore | GW | BWE | goal | 2035 | 40
Germany | DE | RA320 | Wind off shore | GW | BWE | goal | 2045 | 70
Germany | DE | RA400 | Solar | GW | BWK | target | 2022 | 63
Germany | DE | RA400 | Solar | GW | BWK | target | 2024 | 88
Germany | DE | RA400 | Solar | GW | BWK | target | 2026 | 128
Germany | DE | RA400 | Solar | GW | BWK | target | 2028 | 172
Germany | DE | RA400 | Solar | GW | BWK | target | 2030 | 215
Germany | DE | RA420 | Solar photovoltaic | GW | BWK | goal | 2022 | 63
Germany | DE | RA420 | Solar photovoltaic | GW | BWK | goal | 2024 | 88
Germany | DE | RA420 | Solar photovoltaic | GW | BWK | goal | 2026 | 128
Germany | DE | RA420 | Solar photovoltaic | GW | BWK | goal | 2028 | 172
Germany | DE | RA420 | Solar photovoltaic | GW | BWK | goal | 2030 | 215
Greece | EL | RA310 | Wind on shore | GW | NECP | NECP | 2022 | 4.702
Greece | EL | RA310 | Wind on shore | GW | NECP | NECP | 2025 | 7
Greece | EL | RA310 | Wind on shore | GW | NECP | NECP | 2030 | 8.9
Greece | EL | RA310 | Wind on shore | GW | NECP | NECP | 2035 | 9.5
Greece | EL | RA310 | Wind on shore | GW | NECP | NECP | 2040 | 11
Greece | EL | RA310 | Wind on shore | GW | NECP | NECP | 2045 | 13
Greece | EL | RA310 | Wind on shore | GW | NECP | NECP | 2050 | 13
Greece | EL | RA320 | Wind off shore | GW | NECP | NECP | 2022 | 0
Greece | EL | RA320 | Wind off shore | GW | NECP | NECP | 2025 | 0
Greece | EL | RA320 | Wind off shore | GW | NECP | NECP | 2030 | 1.9
Greece | EL | RA320 | Wind off shore | GW | NECP | NECP | 2035 | 3.9
Greece | EL | RA320 | Wind off shore | GW | NECP | NECP | 2040 | 5.787
Greece | EL | RA320 | Wind off shore | GW | NECP | NECP | 2045 | 8.23
Greece | EL | RA320 | Wind off shore | GW | NECP | NECP | 2050 | 11.805
Greece | EL | RA300 | Wind | GW | NECP | NECP | 2022 | 4.702
Greece | EL | RA300 | Wind | GW | NECP | NECP | 2025 | 8.9
Greece | EL | RA300 | Wind | GW | NECP | NECP | 2030 | 12.8
Greece | EL | RA300 | Wind | GW | NECP | NECP | 2035 | 15.287
Greece | EL | RA300 | Wind | GW | NECP | NECP | 2040 | 19.23
Greece | EL | RA300 | Wind | GW | NECP | NECP | 2045 | 24.805
Greece | EL | RA300 | Wind | GW | NECP | NECP | 2050 | 17.702
Greece | EL | RA400 | Solar | GW | NECP | NECP | 2022 | 5.43
Greece | EL | RA400 | Solar | GW | NECP | NECP | 2025 | 8.5
Greece | EL | RA400 | Solar | GW | NECP | NECP | 2030 | 13.5
Greece | EL | RA400 | Solar | GW | NECP | NECP | 2035 | 18.5
Greece | EL | RA400 | Solar | GW | NECP | NECP | 2040 | 26
Greece | EL | RA400 | Solar | GW | NECP | NECP | 2045 | 30.619
Greece | EL | RA400 | Solar | GW | NECP | NECP | 2050 | 35.051
Greece | EL | RA420 | Solar photovoltaic | GW | NECP | NECP | 2022 | 5.43
Greece | EL | RA420 | Solar photovoltaic | GW | NECP | NECP | 2025 | 8.5
Greece | EL | RA420 | Solar photovoltaic | GW | NECP | NECP | 2030 | 13.5
Greece | EL | RA420 | Solar photovoltaic | GW | NECP | NECP | 2035 | 18.5
Greece | EL | RA420 | Solar photovoltaic | GW | NECP | NECP | 2040 | 26
Greece | EL | RA420 | Solar photovoltaic | GW | NECP | NECP | 2045 | 30.619
Greece | EL | RA420 | Solar photovoltaic | GW | NECP | NECP | 2050 | 35.051
Hungary | HU | RA300 | Wind | GW | NECP | ref | 2021 | 0.324
Hungary | HU | RA300 | Wind | GW | NECP | ref | 2022 | 0.324
Hungary | HU | RA300 | Wind | GW | NECP | ref | 2023 | 0.434
Hungary | HU | RA300 | Wind | GW | NECP | ref | 2024 | 0.545
Hungary | HU | RA300 | Wind | GW | NECP | ref | 2025 | 0.655
Hungary | HU | RA300 | Wind | GW | NECP | ref | 2026 | 0.74
Hungary | HU | RA300 | Wind | GW | NECP | ref | 2027 | 0.825
Hungary | HU | RA300 | Wind | GW | NECP | ref | 2028 | 0.91
Hungary | HU | RA300 | Wind | GW | NECP | ref | 2029 | 0.995
Hungary | HU | RA300 | Wind | GW | NECP | WAM | 2030 | 1.08
Hungary | HU | RA300 | Wind | GW | NECP | WAM | 2040 | 2
Hungary | HU | RA300 | Wind | GW | NECP | WAM | 2050 | 3
Hungary | HU | RA300 | Wind | GW | NECP | WEM | 2030 | 0.4
Hungary | HU | RA300 | Wind | GW | NECP | WEM | 2040 | 0.7
Hungary | HU | RA300 | Wind | GW | NECP | WEM | 2050 | 0.7
Hungary | HU | RA420 | Solar photovoltaic | GW | NECP | ref | 2021 | 2.968
Hungary | HU | RA420 | Solar photovoltaic | GW | NECP | ref | 2022 | 4.235
Hungary | HU | RA420 | Solar photovoltaic | GW | NECP | ref | 2023 | 5.456
Hungary | HU | RA420 | Solar photovoltaic | GW | NECP | ref | 2024 | 6.676
Hungary | HU | RA420 | Solar photovoltaic | GW | NECP | ref | 2025 | 7.897
Hungary | HU | RA420 | Solar photovoltaic | GW | NECP | ref | 2026 | 8.718
Hungary | HU | RA420 | Solar photovoltaic | GW | NECP | ref | 2027 | 9.538
Hungary | HU | RA420 | Solar photovoltaic | GW | NECP | ref | 2028 | 10.359
Hungary | HU | RA420 | Solar photovoltaic | GW | NECP | ref | 2029 | 11.179
Hungary | HU | RA420 | Solar photovoltaic | GW | NECP | WAM | 2030 | 12
Hungary | HU | RA420 | Solar photovoltaic | GW | NECP | WAM | 2040 | 12
Hungary | HU | RA420 | Solar photovoltaic | GW | NECP | WAM | 2050 | 12.4
Hungary | HU | RA420 | Solar photovoltaic | GW | NECP | WEM | 2030 | 9.8
Hungary | HU | RA420 | Solar photovoltaic | GW | NECP | WEM | 2040 | 9.8
Hungary | HU | RA420 | Solar photovoltaic | GW | NECP | WEM | 2050 | 8
Hungary | HU | RA400 | Solar | GW | NECP | ref | 2021 | 2.968
Hungary | HU | RA400 | Solar | GW | NECP | ref | 2022 | 4.235
Hungary | HU | RA400 | Solar | GW | NECP | ref | 2023 | 5.456
Hungary | HU | RA400 | Solar | GW | NECP | ref | 2024 | 6.676
Hungary | HU | RA400 | Solar | GW | NECP | ref | 2025 | 7.897
Hungary | HU | RA400 | Solar | GW | NECP | ref | 2026 | 8.718
Hungary | HU | RA400 | Solar | GW | NECP | ref | 2027 | 9.538
Hungary | HU | RA400 | Solar | GW | NECP | ref | 2028 | 10.359
Hungary | HU | RA400 | Solar | GW | NECP | ref | 2029 | 11.179
Hungary | HU | RA400 | Solar | GW | NECP | WAM | 2030 | 12
Hungary | HU | RA400 | Solar | GW | NECP | WAM | 2040 | 12
Hungary | HU | RA400 | Solar | GW | NECP | WAM | 2050 | 12.4
Hungary | HU | RA400 | Solar | GW | NECP | WEM | 2030 | 9.8
Hungary | HU | RA400 | Solar | GW | NECP | WEM | 2040 | 9.8
Hungary | HU | RA400 | Solar | GW | NECP | WEM | 2050 | 8
Italy | IT | RA300 | Wind | GW | NECP | ref | 2021 | 11.29
Italy | IT | RA300 | Wind | GW | NECP | ref | 2022 | 11.858
Italy | IT | RA300 | Wind | GW | NECP | ref | 2025 | 15.823
Italy | IT | RA300 | Wind | GW | NECP | ref | 2030 | 28.14
Italy | IT | RA320 | Wind off shore | GW | NECP | ref | 2021 | 0
Italy | IT | RA320 | Wind off shore | GW | NECP | ref | 2022 | 0
Italy | IT | RA320 | Wind off shore | GW | NECP | ref | 2025 | 0
Italy | IT | RA320 | Wind off shore | GW | NECP | ref | 2030 | 2.1
Italy | IT | RA400 | Solar | GW | NECP | ref | 2021 | 22.594
Italy | IT | RA400 | Solar | GW | NECP | ref | 2022 | 25.064
Italy | IT | RA400 | Solar | GW | NECP | ref | 2025 | 44.173
Italy | IT | RA400 | Solar | GW | NECP | ref | 2030 | 79.253
Italy | IT | RA310 | Wind on shore | GW | NECP | ref | 2021 | 11.29
Italy | IT | RA310 | Wind on shore | GW | NECP | ref | 2022 | 11.858
Italy | IT | RA310 | Wind on shore | GW | NECP | ref | 2025 | 15.823
Italy | IT | RA310 | Wind on shore | GW | NECP | ref | 2030 | 26.04
Ireland | IE | RA310 | Wind on shore | GW | NECP | WEM | 2021 | 4.333
Ireland | IE | RA310 | Wind on shore | GW | NECP | WEM | 2022 | 5.007
Ireland | IE | RA310 | Wind on shore | GW | NECP | WEM | 2023 | 5.193
Ireland | IE | RA310 | Wind on shore | GW | NECP | WEM | 2024 | 5.318
Ireland | IE | RA310 | Wind on shore | GW | NECP | WEM | 2025 | 5.568
Ireland | IE | RA310 | Wind on shore | GW | NECP | WEM | 2026 | 5.818
Ireland | IE | RA310 | Wind on shore | GW | NECP | WEM | 2027 | 6.068
Ireland | IE | RA310 | Wind on shore | GW | NECP | WEM | 2028 | 6.318
Ireland | IE | RA310 | Wind on shore | GW | NECP | WEM | 2029 | 6.568
Ireland | IE | RA310 | Wind on shore | GW | NECP | WEM | 2030 | 6.818
Ireland | IE | RA310 | Wind on shore | GW | NECP | WEM | 2040 | 7.968
Ireland | IE | RA310 | Wind on shore | GW | NECP | WEM | 2050 | 8.968
Ireland | IE | RA320 | Wind off shore | GW | NECP | WEM | 2021 | 0.025
Ireland | IE | RA320 | Wind off shore | GW | NECP | WEM | 2022 | 0.025
Ireland | IE | RA320 | Wind off shore | GW | NECP | WEM | 2023 | 0.025
Ireland | IE | RA320 | Wind off shore | GW | NECP | WEM | 2024 | 0.025
Ireland | IE | RA320 | Wind off shore | GW | NECP | WEM | 2025 | 0.025
Ireland | IE | RA320 | Wind off shore | GW | NECP | WEM | 2026 | 0.025
Ireland | IE | RA320 | Wind off shore | GW | NECP | WEM | 2027 | 0.025
Ireland | IE | RA320 | Wind off shore | GW | NECP | WEM | 2028 | 0.025
Ireland | IE | RA320 | Wind off shore | GW | NECP | WEM | 2029 | 0.85
Ireland | IE | RA320 | Wind off shore | GW | NECP | WEM | 2030 | 2.65
Ireland | IE | RA320 | Wind off shore | GW | NECP | WEM | 2040 | 6.65
Ireland | IE | RA320 | Wind off shore | GW | NECP | WEM | 2050 | 10.15
Ireland | IE | RA300 | Wind | GW | NECP | WEM | 2021 | 4.358
Ireland | IE | RA300 | Wind | GW | NECP | WEM | 2022 | 5.032
Ireland | IE | RA300 | Wind | GW | NECP | WEM | 2023 | 5.218
Ireland | IE | RA300 | Wind | GW | NECP | WEM | 2024 | 5.343
Ireland | IE | RA300 | Wind | GW | NECP | WEM | 2025 | 5.593
Ireland | IE | RA300 | Wind | GW | NECP | WEM | 2026 | 5.843
Ireland | IE | RA300 | Wind | GW | NECP | WEM | 2027 | 6.093
Ireland | IE | RA300 | Wind | GW | NECP | WEM | 2028 | 6.343
Ireland | IE | RA300 | Wind | GW | NECP | WEM | 2029 | 7.418
Ireland | IE | RA300 | Wind | GW | NECP | WEM | 2030 | 9.468
Ireland | IE | RA300 | Wind | GW | NECP | WEM | 2040 | 14.618
Ireland | IE | RA300 | Wind | GW | NECP | WEM | 2050 | 19.118
Ireland | IE | RA420 | Solar photovoltaic | GW | NECP | WEM | 2021 | 0.075
Ireland | IE | RA420 | Solar photovoltaic | GW | NECP | WEM | 2022 | 0.371
Ireland | IE | RA420 | Solar photovoltaic | GW | NECP | WEM | 2023 | 0.534
Ireland | IE | RA420 | Solar photovoltaic | GW | NECP | WEM | 2024 | 1.14
Ireland | IE | RA420 | Solar photovoltaic | GW | NECP | WEM | 2025 | 2.151
Ireland | IE | RA420 | Solar photovoltaic | GW | NECP | WEM | 2026 | 2.2524
Ireland | IE | RA420 | Solar photovoltaic | GW | NECP | WEM | 2027 | 3.544
Ireland | IE | RA420 | Solar photovoltaic | GW | NECP | WEM | 2028 | 4.079
Ireland | IE | RA420 | Solar photovoltaic | GW | NECP | WEM | 2029 | 4.864
Ireland | IE | RA420 | Solar photovoltaic | GW | NECP | WEM | 2030 | 5.7
Ireland | IE | RA420 | Solar photovoltaic | GW | NECP | WEM | 2040 | 7.784
Ireland | IE | RA420 | Solar photovoltaic | GW | NECP | WEM | 2050 | 9.784
Ireland | IE | RA310 | Wind on shore | GW | NECP | WAM | 2021 | 4.333
Ireland | IE | RA310 | Wind on shore | GW | NECP | WAM | 2022 | 5.007
Ireland | IE | RA310 | Wind on shore | GW | NECP | WAM | 2023 | 5.193
Ireland | IE | RA310 | Wind on shore | GW | NECP | WAM | 2024 | 5.318
Ireland | IE | RA310 | Wind on shore | GW | NECP | WAM | 2025 | 5.824
Ireland | IE | RA310 | Wind on shore | GW | NECP | WAM | 2026 | 6.065
Ireland | IE | RA310 | Wind on shore | GW | NECP | WAM | 2027 | 6.565
Ireland | IE | RA310 | Wind on shore | GW | NECP | WAM | 2028 | 6.805
Ireland | IE | RA310 | Wind on shore | GW | NECP | WAM | 2029 | 7.105
Ireland | IE | RA310 | Wind on shore | GW | NECP | WAM | 2030 | 7.155
Ireland | IE | RA310 | Wind on shore | GW | NECP | WAM | 2040 | 9.155
Ireland | IE | RA310 | Wind on shore | GW | NECP | WAM | 2050 | 10
Ireland | IE | RA320 | Wind off shore | GW | NECP | WAM | 2021 | 0.025
Ireland | IE | RA320 | Wind off shore | GW | NECP | WAM | 2022 | 0.025
Ireland | IE | RA320 | Wind off shore | GW | NECP | WAM | 2023 | 0.025
Ireland | IE | RA320 | Wind off shore | GW | NECP | WAM | 2024 | 0.025
Ireland | IE | RA320 | Wind off shore | GW | NECP | WAM | 2025 | 0.025
Ireland | IE | RA320 | Wind off shore | GW | NECP | WAM | 2026 | 0.025
Ireland | IE | RA320 | Wind off shore | GW | NECP | WAM | 2027 | 0.025
Ireland | IE | RA320 | Wind off shore | GW | NECP | WAM | 2028 | 0.85
Ireland | IE | RA320 | Wind off shore | GW | NECP | WAM | 2029 | 2.65
Ireland | IE | RA320 | Wind off shore | GW | NECP | WAM | 2030 | 4
Ireland | IE | RA320 | Wind off shore | GW | NECP | WAM | 2040 | 11.3
Ireland | IE | RA320 | Wind off shore | GW | NECP | WAM | 2050 | 18.3
Ireland | IE | RA300 | Wind | GW | NECP | WAM | 2021 | 4.358
Ireland | IE | RA300 | Wind | GW | NECP | WAM | 2022 | 5.032
Ireland | IE | RA300 | Wind | GW | NECP | WAM | 2023 | 5.218
Ireland | IE | RA300 | Wind | GW | NECP | WAM | 2024 | 5.343
Ireland | IE | RA300 | Wind | GW | NECP | WAM | 2025 | 5.849
Ireland | IE | RA300 | Wind | GW | NECP | WAM | 2026 | 6.09
Ireland | IE | RA300 | Wind | GW | NECP | WAM | 2027 | 6.59
Ireland | IE | RA300 | Wind | GW | NECP | WAM | 2028 | 7.655
Ireland | IE | RA300 | Wind | GW | NECP | WAM | 2029 | 9.755
Ireland | IE | RA300 | Wind | GW | NECP | WAM | 2030 | 11.155
Ireland | IE | RA300 | Wind | GW | NECP | WAM | 2040 | 20.455
Ireland | IE | RA300 | Wind | GW | NECP | WAM | 2050 | 28.3
Ireland | IE | RA420 | Solar photovoltaic | GW | NECP | WAM | 2021 | 0.075
Ireland | IE | RA420 | Solar photovoltaic | GW | NECP | WAM | 2022 | 0.371
Ireland | IE | RA420 | Solar photovoltaic | GW | NECP | WAM | 2023 | 0.56
Ireland | IE | RA420 | Solar photovoltaic | GW | NECP | WAM | 2024 | 1.194
Ireland | IE | RA420 | Solar photovoltaic | GW | NECP | WAM | 2025 | 2.249
Ireland | IE | RA420 | Solar photovoltaic | GW | NECP | WAM | 2026 | 2.687
Ireland | IE | RA420 | Solar photovoltaic | GW | NECP | WAM | 2027 | 3.575
Ireland | IE | RA420 | Solar photovoltaic | GW | NECP | WAM | 2028 | 4.192
Ireland | IE | RA420 | Solar photovoltaic | GW | NECP | WAM | 2029 | 5.324
Ireland | IE | RA420 | Solar photovoltaic | GW | NECP | WAM | 2030 | 6.5
Ireland | IE | RA420 | Solar photovoltaic | GW | NECP | WAM | 2040 | 9.45
Ireland | IE | RA420 | Solar photovoltaic | GW | NECP | WAM | 2050 | 12
Latvia | LV | RA300 | Wind | GW | NECP | est | 2005 | 0.03
Latvia | LV | RA300 | Wind | GW | NECP | est | 2010 | 0.03
Latvia | LV | RA300 | Wind | GW | NECP | est | 2015 | 0.07
Latvia | LV | RA300 | Wind | GW | NECP | est | 2020 | 0.08
Latvia | LV | RA300 | Wind | GW | NECP | est | 2025 | 0.16
Latvia | LV | RA300 | Wind | GW | NECP | est | 2030 | 0.95
Latvia | LV | RA300 | Wind | GW | NECP | est | 2035 | 0.95
Latvia | LV | RA300 | Wind | GW | NECP | est | 2040 | 0.95
Latvia | LV | RA400 | Solar | GW | NECP | est | 2005 | 0
Latvia | LV | RA400 | Solar | GW | NECP | est | 2010 | 0
Latvia | LV | RA400 | Solar | GW | NECP | est | 2015 | 0
Latvia | LV | RA400 | Solar | GW | NECP | est | 2020 | 0
Latvia | LV | RA400 | Solar | GW | NECP | est | 2025 | 0.66
Latvia | LV | RA400 | Solar | GW | NECP | est | 2030 | 0.7
Latvia | LV | RA400 | Solar | GW | NECP | est | 2035 | 0.7
Latvia | LV | RA400 | Solar | GW | NECP | est | 2040 | 0.78
Lithuania | LT | RA300 | Wind | GW | NECP | ref | 2021 | 0
Lithuania | LT | RA300 | Wind | GW | NECP | ref | 2022 | 0
Lithuania | LT | RA300 | Wind | GW | NECP | ref | 2023 | 0.12
Lithuania | LT | RA300 | Wind | GW | NECP | ref | 2024 | 0.412
Lithuania | LT | RA300 | Wind | GW | NECP | ref | 2025 | 0.692
Lithuania | LT | RA300 | Wind | GW | NECP | ref | 2026 | 0.972
Lithuania | LT | RA300 | Wind | GW | NECP | ref | 2027 | 0.972
Lithuania | LT | RA300 | Wind | GW | NECP | ref | 2028 | 1.332
Lithuania | LT | RA300 | Wind | GW | NECP | ref | 2029 | 1.332
Lithuania | LT | RA300 | Wind | GW | NECP | ref | 2030 | 1.332
Lithuania | LT | RA400 | Solar | GW | NECP | ref | 2021 | 0.015
Lithuania | LT | RA400 | Solar | GW | NECP | ref | 2022 | 0.018
Lithuania | LT | RA400 | Solar | GW | NECP | ref | 2023 | 0.096
Lithuania | LT | RA400 | Solar | GW | NECP | ref | 2024 | 0.222
Lithuania | LT | RA400 | Solar | GW | NECP | ref | 2025 | 0.357
Lithuania | LT | RA400 | Solar | GW | NECP | ref | 2026 | 0.522
Lithuania | LT | RA400 | Solar | GW | NECP | ref | 2027 | 0.657
Lithuania | LT | RA400 | Solar | GW | NECP | ref | 2028 | 0.792
Lithuania | LT | RA400 | Solar | GW | NECP | ref | 2029 | 0.792
Lithuania | LT | RA400 | Solar | GW | NECP | ref | 2030 | 0.792
Luxembourg | LU | RA300 | Wind | GW | NECP | ref | 2021 | 0.136
Luxembourg | LU | RA300 | Wind | GW | NECP | ref | 2022 | 0.143
Luxembourg | LU | RA300 | Wind | GW | NECP | ref | 2023 | 0.187
Luxembourg | LU | RA300 | Wind | GW | NECP | ref | 2024 | 0.222
Luxembourg | LU | RA300 | Wind | GW | NECP | ref | 2025 | 0.304
Luxembourg | LU | RA300 | Wind | GW | NECP | ref | 2026 | 0.348
Luxembourg | LU | RA300 | Wind | GW | NECP | ref | 2027 | 0.377
Luxembourg | LU | RA300 | Wind | GW | NECP | ref | 2028 | 0.393
Luxembourg | LU | RA300 | Wind | GW | NECP | ref | 2029 | 0.418
Luxembourg | LU | RA300 | Wind | GW | NECP | ref | 2030 | 0.453
Luxembourg | LU | RA420 | Solar photovoltaics | GW | NECP | ref | 2021 | 0.277
Luxembourg | LU | RA420 | Solar photovoltaics | GW | NECP | ref | 2022 | 0.351
Luxembourg | LU | RA420 | Solar photovoltaics | GW | NECP | ref | 2023 | 0.433
Luxembourg | LU | RA420 | Solar photovoltaics | GW | NECP | ref | 2024 | 0.533
Luxembourg | LU | RA420 | Solar photovoltaics | GW | NECP | ref | 2025 | 0.644
Luxembourg | LU | RA420 | Solar photovoltaics | GW | NECP | ref | 2026 | 0.756
Luxembourg | LU | RA420 | Solar photovoltaics | GW | NECP | ref | 2027 | 0.867
Luxembourg | LU | RA420 | Solar photovoltaics | GW | NECP | ref | 2028 | 0.989
Luxembourg | LU | RA420 | Solar photovoltaics | GW | NECP | ref | 2029 | 1.111
Luxembourg | LU | RA420 | Solar photovoltaics | GW | NECP | ref | 2030 | 1.236
Luxembourg | LU | RA400 | Solar | GW | NECP | ref | 2021 | 0.277
Luxembourg | LU | RA400 | Solar | GW | NECP | ref | 2022 | 0.351
Luxembourg | LU | RA400 | Solar | GW | NECP | ref | 2023 | 0.433
Luxembourg | LU | RA400 | Solar | GW | NECP | ref | 2024 | 0.533
Luxembourg | LU | RA400 | Solar | GW | NECP | ref | 2025 | 0.644
Luxembourg | LU | RA400 | Solar | GW | NECP | ref | 2026 | 0.756
Luxembourg | LU | RA400 | Solar | GW | NECP | ref | 2027 | 0.867
Luxembourg | LU | RA400 | Solar | GW | NECP | ref | 2028 | 0.989
Luxembourg | LU | RA400 | Solar | GW | NECP | ref | 2029 | 1.111
Luxembourg | LU | RA400 | Solar | GW | NECP | ref | 2030 | 1.236
Netherlands | NL | RA300 | Wind | GW | NECP | est | 2030 | 23.2
Netherlands | NL | RA300 | Wind | GW | NECP | est | 2040 | 28.3
Netherlands | NL | RA310 | Wind on shore | GW | NECP | est | 2030 | 7.4
Netherlands | NL | RA310 | Wind on shore | GW | NECP | est | 2040 | 7.1
Netherlands | NL | RA320 | Wind off shore | GW | NECP | est | 2030 | 15.8
Netherlands | NL | RA320 | Wind off shore | GW | NECP | est | 2040 | 21.2
Netherlands | NL | RA400 | Solar | GW | NECP | est | 2025 | 22.7
Netherlands | NL | RA400 | Solar | GW | NECP | est | 2030 | 25.7
Netherlands | NL | RA400 | Solar | GW | NECP | est | 2040 | 42.6
Netherlands | NL | RA420 | Solar photovoltaic | GW | NECP | est | 2025 | 22.7
Netherlands | NL | RA420 | Solar photovoltaic | GW | NECP | est | 2030 | 25.7
Netherlands | NL | RA420 | Solar photovoltaic | GW | NECP | est | 2040 | 42.6
Netherlands | NL | RA320 | Wind off shore | GW | NCA | goal | 2024 | 5
Netherlands | NL | RA320 | Wind off shore | GW | NCA | goal | 2030 | 21
Netherlands | NL | RA320 | Wind off shore | GW | NCA | goal | 2035 | 35
Netherlands | NL | RA320 | Wind off shore | GW | NCA | goal | 2050 | 70
Netherlands | NL | RA400 | Wind off shore | TWh | NCA | goal | 2030 | 35
Norway | NO | RA300 | Wind | GW | IEA | est | 2021 | 4.929
Norway | NO | RA300 | Wind | GW | IEA | est | 2025 | 5.041
Norway | NO | RA300 | Wind | GW | IEA | est | 2030 | 5.019
Norway | NO | RA320 | Wind | GW | GOV | goal | 2040 | 30
Norway | NO | RA400 | Wind | GW | IEA | est | 2021 | 0.3
Norway | NO | RA400 | Wind | GW | IEA | est | 2025 | 0.699
Norway | NO | RA400 | Wind | GW | IEA | est | 2030 | 1.796
Norway | NO | RA420 | Wind | GW | IEA | est | 2021 | 0.3
Norway | NO | RA420 | Wind | GW | IEA | est | 2025 | 0.699
Norway | NO | RA420 | Wind | GW | IEA | est | 2030 | 1.796
Norway | NO | RA420 | Wind | GW | GOV | goal | 2030 | 3
Poland | PL | RA300 | Wind | GW | NECP | ref | 2005 | 0.121
Poland | PL | RA300 | Wind | GW | NECP | ref | 2010 | 1.108
Poland | PL | RA300 | Wind | GW | NECP | ref | 2015 | 4.886
Poland | PL | RA300 | Wind | GW | NECP | ref | 2020 | 6.499
Poland | PL | RA300 | Wind | GW | NECP | ref | 2025 | 11.096
Poland | PL | RA300 | Wind | GW | NECP | ref | 2030 | 21.769
Poland | PL | RA310 | Wind on shore | GW | NECP | ref | 2005 | 0.121
Poland | PL | RA310 | Wind on shore | GW | NECP | ref | 2010 | 1.108
Poland | PL | RA310 | Wind on shore | GW | NECP | ref | 2015 | 4.886
Poland | PL | RA310 | Wind on shore | GW | NECP | ref | 2020 | 6.499
Poland | PL | RA310 | Wind on shore | GW | NECP | ref | 2025 | 11.096
Poland | PL | RA310 | Wind on shore | GW | NECP | ref | 2030 | 15.842
Poland | PL | RA320 | Wind off shore | GW | NECP | ref | 2005 | 0
Poland | PL | RA320 | Wind off shore | GW | NECP | ref | 2010 | 0
Poland | PL | RA320 | Wind off shore | GW | NECP | ref | 2015 | 0
Poland | PL | RA320 | Wind off shore | GW | NECP | ref | 2020 | 0
Poland | PL | RA320 | Wind off shore | GW | NECP | ref | 2025 | 0
Poland | PL | RA320 | Wind off shore | GW | NECP | ref | 2030 | 5.927
Poland | PL | RA320 | Wind off shore | GW | EPP2040 | goal | 2030 | 5.9
Poland | PL | RA320 | Wind off shore | GW | EPP2041 | goal | 2040 | 11
Poland | PL | RA400 | Solar | GW | NECP | ref | 2005 | 0
Poland | PL | RA400 | Solar | GW | NECP | ref | 2010 | 0
Poland | PL | RA400 | Solar | GW | NECP | ref | 2015 | 0.108
Poland | PL | RA400 | Solar | GW | NECP | ref | 2020 | 1.229
Poland | PL | RA400 | Solar | GW | NECP | ref | 2025 | 19.979
Poland | PL | RA400 | Solar | GW | NECP | ref | 2030 | 29.269
Poland | PL | RA420 | Solar | GW | NECP | ref | 2005 | 0
Poland | PL | RA420 | Solar | GW | NECP | ref | 2010 | 0
Poland | PL | RA420 | Solar | GW | NECP | ref | 2015 | 0.108
Poland | PL | RA420 | Solar | GW | NECP | ref | 2020 | 1.229
Poland | PL | RA420 | Solar | GW | NECP | ref | 2025 | 19.979
Poland | PL | RA420 | Solar | GW | NECP | ref | 2030 | 29.269
Poland | PL | RA400 | Solar | GW | EPP2040 | goal | 2030 | 6
Poland | PL | RA400 | Solar | GW | EPP2041 | goal | 2040 | 13
Poland | PL | RA420 | Solar | GW | EPP2042 | goal | 2030 | 6
Poland | PL | RA420 | Solar | GW | EPP2043 | goal | 2040 | 13
Portugal | PT | RA300 | Wind | GW | NECP | WAM | 2025 | 6.3
Portugal | PT | RA300 | Wind | GW | NECP | WAM | 2030 | 12.4
Portugal | PT | RA310 | Wind on shore | GW | NECP | WAM | 2025 | 6.3
Portugal | PT | RA310 | Wind on shore | GW | NECP | WAM | 2030 | 10.4
Portugal | PT | RA320 | Wind off shore | GW | NECP | WAM | 2025 | 0.03
Portugal | PT | RA320 | Wind off shore | GW | NECP | WAM | 2030 | 2
Portugal | PT | RA400 | Solar | GW | NECP | WAM | 2025 | 8.4
Portugal | PT | RA400 | Solar | GW | NECP | WAM | 2030 | 20.8
Portugal | PT | RA420 | Solar photovoltaic | GW | NECP | WAM | 2025 | 8.4
Portugal | PT | RA420 | Solar photovoltaic | GW | NECP | WAM | 2030 | 20.8
Portugal | PT | RA400_G | Centralised | GW | NECP | WAM | 2025 | 6.1
Portugal | PT | RA400_G | Centralised | GW | NECP | WAM | 2030 | 15.1
Portugal | PT | RA400_R | Decentralised | GW | NECP | WAM | 2025 | 2.8
Portugal | PT | RA400_R | Decentralised | GW | NECP | WAM | 2030 | 5.7
Romania | RO | RA400 | Solar | GW | NECP | WEM | 2019 | 1.4
Romania | RO | RA400 | Solar | GW | NECP | WEM | 2020 | 1.4
Romania | RO | RA400 | Solar | GW | NECP | WEM | 2021 | 1.4
Romania | RO | RA400 | Solar | GW | NECP | WEM | 2022 | 1.8
Romania | RO | RA400 | Solar | GW | NECP | WEM | 2025 | 4.2
Romania | RO | RA400 | Solar | GW | NECP | WEM | 2030 | 8.2
Romania | RO | RA400 | Solar | GW | NECP | WEM | 2035 | 10.4
Romania | RO | RA400 | Solar | GW | NECP | WEM | 2040 | 12.7
Romania | RO | RA400 | Solar | GW | NECP | WEM | 2045 | 13.6
Romania | RO | RA400 | Solar | GW | NECP | WEM | 2050 | 15.8
Romania | RO | RA300 | Wind | GW | NECP | WEM | 2019 | 3
Romania | RO | RA300 | Wind | GW | NECP | WEM | 2020 | 3
Romania | RO | RA300 | Wind | GW | NECP | WEM | 2021 | 3
Romania | RO | RA300 | Wind | GW | NECP | WEM | 2022 | 3
Romania | RO | RA300 | Wind | GW | NECP | WEM | 2025 | 2.9
Romania | RO | RA300 | Wind | GW | NECP | WEM | 2030 | 5.8
Romania | RO | RA300 | Wind | GW | NECP | WEM | 2035 | 7.1
Romania | RO | RA300 | Wind | GW | NECP | WEM | 2040 | 10
Romania | RO | RA300 | Wind | GW | NECP | WEM | 2045 | 12.4
Romania | RO | RA300 | Wind | GW | NECP | WEM | 2050 | 14.7
Spain | ES | RA300 | Wind | GW | NECP | ref | 2019 | 25.583
Spain | ES | RA300 | Wind | GW | NECP | ref | 2020 | 26.754
Spain | ES | RA300 | Wind | GW | NECP | ref | 2025 | 36.149
Spain | ES | RA300 | Wind | GW | NECP | ref | 2030 | 62.054
Spain | ES | RA420 | Solar photovoltaic | GW | NECP | ref | 2019 | 8.306
Spain | ES | RA420 | Solar photovoltaic | GW | NECP | ref | 2020 | 11.004
Spain | ES | RA420 | Solar photovoltaic | GW | NECP | ref | 2025 | 46.501
Spain | ES | RA420 | Solar photovoltaic | GW | NECP | ref | 2030 | 76.277
Spain | ES | RA410 | Solar thermoelectric | GW | NECP | ref | 2019 | 2.3
Spain | ES | RA410 | Solar thermoelectric | GW | NECP | ref | 2020 | 2.3
Spain | ES | RA410 | Solar thermoelectric | GW | NECP | ref | 2025 | 2.304
Spain | ES | RA410 | Solar thermoelectric | GW | NECP | ref | 2030 | 4.804
Spain | ES | RA400 | Solar | GW | NECP | ref | 2019 | 10.606
Spain | ES | RA400 | Solar | GW | NECP | ref | 2020 | 13.304
Spain | ES | RA400 | Solar | GW | NECP | ref | 2025 | 48.805
Spain | ES | RA400 | Solar | GW | NECP | ref | 2030 | 81.081
Slovakia | SK | RA310 | Wind on shore | GW | NECP | ref | 2025 | 0.025
Slovakia | SK | RA310 | Wind on shore | GW | NECP | ref | 2026 | 0.2
Slovakia | SK | RA310 | Wind on shore | GW | NECP | ref | 2027 | 0.3
Slovakia | SK | RA310 | Wind on shore | GW | NECP | ref | 2028 | 0.42
Slovakia | SK | RA310 | Wind on shore | GW | NECP | ref | 2029 | 0.53
Slovakia | SK | RA310 | Wind on shore | GW | NECP | ref | 2030 | 0.75
Slovakia | SK | RA420 | Solar Photovoltaic | GW | NECP | ref | 2025 | 1.2
Slovakia | SK | RA420 | Solar Photovoltaic | GW | NECP | ref | 2026 | 1.3
Slovakia | SK | RA420 | Solar Photovoltaic | GW | NECP | ref | 2027 | 1.4
Slovakia | SK | RA420 | Solar Photovoltaic | GW | NECP | ref | 2028 | 1.5
Slovakia | SK | RA420 | Solar Photovoltaic | GW | NECP | ref | 2029 | 1.6
Slovakia | SK | RA420 | Solar Photovoltaic | GW | NECP | ref | 2030 | 1.7
Slovenia | SI | RA300 | Wind | GW | NECP | NEPN | 2020 | 0.01
Slovenia | SI | RA300 | Wind | GW | NECP | NEPN | 2021 | 0.022
Slovenia | SI | RA300 | Wind | GW | NECP | NEPN | 2022 | 0.034
Slovenia | SI | RA300 | Wind | GW | NECP | NEPN | 2023 | 0.046
Slovenia | SI | RA300 | Wind | GW | NECP | NEPN | 2024 | 0.058
Slovenia | SI | RA300 | Wind | GW | NECP | NEPN | 2025 | 0.07
Slovenia | SI | RA300 | Wind | GW | NECP | NEPN | 2026 | 0.086
Slovenia | SI | RA300 | Wind | GW | NECP | NEPN | 2027 | 0.102
Slovenia | SI | RA300 | Wind | GW | NECP | NEPN | 2028 | 0.118
Slovenia | SI | RA300 | Wind | GW | NECP | NEPN | 2029 | 0.134
Slovenia | SI | RA300 | Wind | GW | NECP | NEPN | 2030 | 0.15
Slovenia | SI | RA300 | Wind | GW | NECP | NEPN | 2035 | 0.24
Slovenia | SI | RA300 | Wind | GW | NECP | NEPN | 2040 | 0.335
Slovenia | SI | RA310 | Wind on shore | GW | NECP | NEPN | 2020 | 0.01
Slovenia | SI | RA310 | Wind on shore | GW | NECP | NEPN | 2021 | 0.022
Slovenia | SI | RA310 | Wind on shore | GW | NECP | NEPN | 2022 | 0.034
Slovenia | SI | RA310 | Wind on shore | GW | NECP | NEPN | 2023 | 0.046
Slovenia | SI | RA310 | Wind on shore | GW | NECP | NEPN | 2024 | 0.058
Slovenia | SI | RA310 | Wind on shore | GW | NECP | NEPN | 2025 | 0.07
Slovenia | SI | RA310 | Wind on shore | GW | NECP | NEPN | 2026 | 0.086
Slovenia | SI | RA310 | Wind on shore | GW | NECP | NEPN | 2027 | 0.102
Slovenia | SI | RA310 | Wind on shore | GW | NECP | NEPN | 2028 | 0.118
Slovenia | SI | RA310 | Wind on shore | GW | NECP | NEPN | 2029 | 0.134
Slovenia | SI | RA310 | Wind on shore | GW | NECP | NEPN | 2030 | 0.15
Slovenia | SI | RA310 | Wind on shore | GW | NECP | NEPN | 2035 | 0.24
Slovenia | SI | RA310 | Wind on shore | GW | NECP | NEPN | 2040 | 0.335
Slovenia | SI | RA400 | Solar | GW | NECP | NEPN | 2020 | 0.4
Slovenia | SI | RA400 | Solar | GW | NECP | NEPN | 2021 | 0.5
Slovenia | SI | RA400 | Solar | GW | NECP | NEPN | 2022 | 0.6
Slovenia | SI | RA400 | Solar | GW | NECP | NEPN | 2023 | 0.7
Slovenia | SI | RA400 | Solar | GW | NECP | NEPN | 2024 | 0.8
Slovenia | SI | RA400 | Solar | GW | NECP | NEPN | 2025 | 0.9
Slovenia | SI | RA400 | Solar | GW | NECP | NEPN | 2026 | 1.05
Slovenia | SI | RA400 | Solar | GW | NECP | NEPN | 2027 | 1.2
Slovenia | SI | RA400 | Solar | GW | NECP | NEPN | 2028 | 1.35
Slovenia | SI | RA400 | Solar | GW | NECP | NEPN | 2029 | 1.5
Slovenia | SI | RA400 | Solar | GW | NECP | NEPN | 2030 | 1.65
Slovenia | SI | RA400 | Solar | GW | NECP | NEPN | 2035 | 2.95
Slovenia | SI | RA400 | Solar | GW | NECP | NEPN | 2040 | 4.45
Slovenia | SI | RA300 | Wind | GWh | NECP | EM | 2017 | 6.3
Slovenia | SI | RA300 | Wind | GWh | NECP | EM | 2020 | 6
Slovenia | SI | RA300 | Wind | GWh | NECP | EM | 2025 | 10
Slovenia | SI | RA300 | Wind | GWh | NECP | EM | 2030 | 15
Slovenia | SI | RA300 | Wind | GWh | NECP | EM | 2035 | 23
Slovenia | SI | RA300 | Wind | GWh | NECP | EM | 2040 | 32
Slovenia | SI | RA310 | Wind on shore | GWh | NECP | EM | 2017 | 6.3
Slovenia | SI | RA310 | Wind on shore | GWh | NECP | EM | 2020 | 6
Slovenia | SI | RA310 | Wind on shore | GWh | NECP | EM | 2025 | 10
Slovenia | SI | RA310 | Wind on shore | GWh | NECP | EM | 2030 | 15
Slovenia | SI | RA310 | Wind on shore | GWh | NECP | EM | 2035 | 23
Slovenia | SI | RA310 | Wind on shore | GWh | NECP | EM | 2040 | 32
Slovenia | SI | RA300 | Wind | GWh | NECP | NEPN | 2017 | 6.3
Slovenia | SI | RA300 | Wind | GWh | NECP | NEPN | 2020 | 13
Slovenia | SI | RA300 | Wind | GWh | NECP | NEPN | 2025 | 112
Slovenia | SI | RA300 | Wind | GWh | NECP | NEPN | 2030 | 248
Slovenia | SI | RA300 | Wind | GWh | NECP | NEPN | 2035 | 405
Slovenia | SI | RA300 | Wind | GWh | NECP | NEPN | 2040 | 577
Slovenia | SI | RA310 | Wind on shore | GWh | NECP | NEPN | 2017 | 6.3
Slovenia | SI | RA310 | Wind on shore | GWh | NECP | NEPN | 2020 | 13
Slovenia | SI | RA310 | Wind on shore | GWh | NECP | NEPN | 2025 | 112
Slovenia | SI | RA310 | Wind on shore | GWh | NECP | NEPN | 2030 | 248
Slovenia | SI | RA310 | Wind on shore | GWh | NECP | NEPN | 2035 | 405
Slovenia | SI | RA310 | Wind on shore | GWh | NECP | NEPN | 2040 | 577
Slovenia | SI | RA400 | Solar | GWh | NECP | EM | 2017 | 284
Slovenia | SI | RA400 | Solar | GWh | NECP | EM | 2020 | 306
Slovenia | SI | RA400 | Solar | GWh | NECP | EM | 2025 | 427
Slovenia | SI | RA400 | Solar | GWh | NECP | EM | 2030 | 556
Slovenia | SI | RA400 | Solar | GWh | NECP | EM | 2035 | 724
Slovenia | SI | RA400 | Solar | GWh | NECP | EM | 2040 | 904
Slovenia | SI | RA400 | Solar | GWh | NECP | NEPN | 2017 | 284
Slovenia | SI | RA400 | Solar | GWh | NECP | NEPN | 2020 | 420
Slovenia | SI | RA400 | Solar | GWh | NECP | NEPN | 2025 | 981
Slovenia | SI | RA400 | Solar | GWh | NECP | NEPN | 2030 | 1866
Slovenia | SI | RA400 | Solar | GWh | NECP | NEPN | 2035 | 3404
Slovenia | SI | RA400 | Solar | GWh | NECP | NEPN | 2040 | 5361
Slovenia | SI | RA300 | Wind | GW | NECP | EM | 2020 | 0.008
Slovenia | SI | RA300 | Wind | GW | NECP | EM | 2025 | 0.009
Slovenia | SI | RA300 | Wind | GW | NECP | EM | 2030 | 0.01
Slovenia | SI | RA300 | Wind | GW | NECP | EM | 2035 | 0.015
Slovenia | SI | RA300 | Wind | GW | NECP | EM | 2040 | 0.02
Slovenia | SI | RA310 | Wind on shore | GW | NECP | EM | 2020 | 0.008
Slovenia | SI | RA310 | Wind on shore | GW | NECP | EM | 2025 | 0.009
Slovenia | SI | RA310 | Wind on shore | GW | NECP | EM | 2030 | 0.01
Slovenia | SI | RA310 | Wind on shore | GW | NECP | EM | 2035 | 0.015
Slovenia | SI | RA310 | Wind on shore | GW | NECP | EM | 2040 | 0.02
Slovenia | SI | RA400 | Solar | GW | NECP | EM | 2020 | 0.3
Slovenia | SI | RA400 | Solar | GW | NECP | EM | 2025 | 0.4
Slovenia | SI | RA400 | Solar | GW | NECP | EM | 2030 | 0.492
Slovenia | SI | RA400 | Solar | GW | NECP | EM | 2035 | 0.61
Slovenia | SI | RA400 | Solar | GW | NECP | EM | 2040 | 0.73
Sweden | SE | TOTAL | Total | GW | NECP | est | 2021 | 44
Sweden | SE | TOTAL | Total | GW | NECP | est | 2030 | 67
Sweden | SE | RA300 | Wind | GW | NECP | est | 2030 | 25.116
Sweden | SE | RA400 | Solar | GW | NECP | est | 2030 | 6.5
Sweden | SE | RA300 | Wind | TWh | NN2050 | LM | 2030 | 67.57
Sweden | SE | RA300 | Wind | TWh | NN2050 | LM | 2035 | 76.89
Sweden | SE | RA300 | Wind | TWh | NN2050 | LM | 2040 | 83.88
Sweden | SE | RA300 | Wind | TWh | NN2050 | LM | 2045 | 96.7
Sweden | SE | RA300 | Wind | TWh | NN2050 | LM | 2050 | 107.18
Sweden | SE | RA300 | Wind | TWh | NN2050 | LM | 2055 | 107.18
Sweden | SE | RA300 | Wind | TWh | NN2050 | LM | 2060 | 111.84
Sweden | SE | RA310 | Wind on shore | TWh | NN2050 | LM | 2030 | 65.24
Sweden | SE | RA310 | Wind on shore | TWh | NN2050 | LM | 2035 | 74.56
Sweden | SE | RA310 | Wind on shore | TWh | NN2050 | LM | 2040 | 79.22
Sweden | SE | RA310 | Wind on shore | TWh | NN2050 | LM | 2045 | 81.55
Sweden | SE | RA310 | Wind on shore | TWh | NN2050 | LM | 2050 | 81.55
Sweden | SE | RA310 | Wind on shore | TWh | NN2050 | LM | 2055 | 81.55
Sweden | SE | RA310 | Wind on shore | TWh | NN2050 | LM | 2060 | 81.55
Sweden | SE | RA320 | Wind off shore | TWh | NN2050 | LM | 2030 | 2.33
Sweden | SE | RA320 | Wind off shore | TWh | NN2050 | LM | 2035 | 2.33
Sweden | SE | RA320 | Wind off shore | TWh | NN2050 | LM | 2040 | 4.66
Sweden | SE | RA320 | Wind off shore | TWh | NN2050 | LM | 2045 | 15.15
Sweden | SE | RA320 | Wind off shore | TWh | NN2050 | LM | 2050 | 25.63
Sweden | SE | RA320 | Wind off shore | TWh | NN2050 | LM | 2055 | 25.63
Sweden | SE | RA320 | Wind off shore | TWh | NN2050 | LM | 2060 | 30.29
Sweden | SE | RA300 | Wind | TWh | NN2050 | GM | 2030 | 82.715
Sweden | SE | RA300 | Wind | TWh | NN2050 | GM | 2035 | 104.85
Sweden | SE | RA300 | Wind | TWh | NN2050 | GM | 2040 | 129.315
Sweden | SE | RA300 | Wind | TWh | NN2050 | GM | 2045 | 161.935
Sweden | SE | RA300 | Wind | TWh | NN2050 | GM | 2050 | 178.245
Sweden | SE | RA300 | Wind | TWh | NN2050 | GM | 2055 | 179.41
Sweden | SE | RA300 | Wind | TWh | NN2050 | GM | 2060 | 179.41
Sweden | SE | RA310 | Wind on shore | TWh | NN2050 | GM | 2030 | 80.385
Sweden | SE | RA310 | Wind on shore | TWh | NN2050 | GM | 2035 | 100.19
Sweden | SE | RA310 | Wind on shore | TWh | NN2050 | GM | 2040 | 107.18
Sweden | SE | RA310 | Wind on shore | TWh | NN2050 | GM | 2045 | 116.5
Sweden | SE | RA310 | Wind on shore | TWh | NN2050 | GM | 2050 | 116.5
Sweden | SE | RA310 | Wind on shore | TWh | NN2050 | GM | 2055 | 116.5
Sweden | SE | RA310 | Wind on shore | TWh | NN2050 | GM | 2060 | 116.5
Sweden | SE | RA320 | Wind off shore | TWh | NN2050 | GM | 2030 | 2.33
Sweden | SE | RA320 | Wind off shore | TWh | NN2050 | GM | 2035 | 4.66
Sweden | SE | RA320 | Wind off shore | TWh | NN2050 | GM | 2040 | 22.135
Sweden | SE | RA320 | Wind off shore | TWh | NN2050 | GM | 2045 | 45.435
Sweden | SE | RA320 | Wind off shore | TWh | NN2050 | GM | 2050 | 61.745
Sweden | SE | RA320 | Wind off shore | TWh | NN2050 | GM | 2055 | 62.91
Sweden | SE | RA320 | Wind off shore | TWh | NN2050 | GM | 2060 | 62.91
Sweden | SE | RA300 | Wind | TWh | NN2050 | RF | 2030 | 73.395
Sweden | SE | RA300 | Wind | TWh | NN2050 | RF | 2035 | 93.2
Sweden | SE | RA300 | Wind | TWh | NN2050 | RF | 2040 | 110.675
Sweden | SE | RA300 | Wind | TWh | NN2050 | RF | 2045 | 118.83
Sweden | SE | RA300 | Wind | TWh | NN2050 | RF | 2050 | 119.995
Sweden | SE | RA300 | Wind | TWh | NN2050 | RF | 2055 | 125.82
Sweden | SE | RA300 | Wind | TWh | NN2050 | RF | 2060 | 126.985
Sweden | SE | RA310 | Wind on shore | TWh | NN2050 | RF | 2030 | 71.065
Sweden | SE | RA310 | Wind on shore | TWh | NN2050 | RF | 2035 | 90.87
Sweden | SE | RA310 | Wind on shore | TWh | NN2050 | RF | 2040 | 110.675
Sweden | SE | RA310 | Wind on shore | TWh | NN2050 | RF | 2045 | 118.83
Sweden | SE | RA310 | Wind on shore | TWh | NN2050 | RF | 2050 | 119.995
Sweden | SE | RA310 | Wind on shore | TWh | NN2050 | RF | 2055 | 125.82
Sweden | SE | RA310 | Wind on shore | TWh | NN2050 | RF | 2060 | 126.985
Sweden | SE | RA320 | Wind off shore | TWh | NN2050 | RF | 2030 | 2.33
Sweden | SE | RA320 | Wind off shore | TWh | NN2050 | RF | 2035 | 2.33
Sweden | SE | RA320 | Wind off shore | TWh | NN2050 | RF | 2040 | 0
Sweden | SE | RA320 | Wind off shore | TWh | NN2050 | RF | 2045 | 0
Sweden | SE | RA320 | Wind off shore | TWh | NN2050 | RF | 2050 | 0
Sweden | SE | RA320 | Wind off shore | TWh | NN2050 | RF | 2055 | 0
Sweden | SE | RA320 | Wind off shore | TWh | NN2050 | RF | 2060 | 0
Sweden | SE | RA300 | Wind | TWh | NN2050 | IV | 2030 | 74.56
Sweden | SE | RA300 | Wind | TWh | NN2050 | IV | 2035 | 111.84
Sweden | SE | RA300 | Wind | TWh | NN2050 | IV | 2040 | 157.275
Sweden | SE | RA300 | Wind | TWh | NN2050 | IV | 2045 | 199.215
Sweden | SE | RA300 | Wind | TWh | NN2050 | IV | 2050 | 228.34
Sweden | SE | RA300 | Wind | TWh | NN2050 | IV | 2055 | 227.175
Sweden | SE | RA300 | Wind | TWh | NN2050 | IV | 2060 | 230.67
Sweden | SE | RA310 | Wind on shore | TWh | NN2050 | IV | 2030 | 72.23
Sweden | SE | RA310 | Wind on shore | TWh | NN2050 | IV | 2035 | 108.345
Sweden | SE | RA310 | Wind on shore | TWh | NN2050 | IV | 2040 | 151.45
Sweden | SE | RA310 | Wind on shore | TWh | NN2050 | IV | 2045 | 179.41
Sweden | SE | RA310 | Wind on shore | TWh | NN2050 | IV | 2050 | 193.39
Sweden | SE | RA310 | Wind on shore | TWh | NN2050 | IV | 2055 | 189.895
Sweden | SE | RA310 | Wind on shore | TWh | NN2050 | IV | 2060 | 186.4
Sweden | SE | RA320 | Wind off shore | TWh | NN2050 | IV | 2030 | 2.33
Sweden | SE | RA320 | Wind off shore | TWh | NN2050 | IV | 2035 | 3.495
Sweden | SE | RA320 | Wind off shore | TWh | NN2050 | IV | 2040 | 5.825
Sweden | SE | RA320 | Wind off shore | TWh | NN2050 | IV | 2045 | 19.805
Sweden | SE | RA320 | Wind off shore | TWh | NN2050 | IV | 2050 | 34.95
Sweden | SE | RA320 | Wind off shore | TWh | NN2050 | IV | 2055 | 37.28
Sweden | SE | RA320 | Wind off shore | TWh | NN2050 | IV | 2060 | 44.27
Sweden | SE | RA400 | Solar | TWh | NN2050 | LM | 2030 | 7.3225
Sweden | SE | RA400 | Solar | TWh | NN2050 | LM | 2035 | 8.7
Sweden | SE | RA400 | Solar | TWh | NN2050 | LM | 2040 | 9.6425
Sweden | SE | RA400 | Solar | TWh | NN2050 | LM | 2045 | 11.6725
Sweden | SE | RA400 | Solar | TWh | NN2050 | LM | 2050 | 17.69
Sweden | SE | RA400 | Solar | TWh | NN2050 | LM | 2055 | 17.69
Sweden | SE | RA400 | Solar | TWh | NN2050 | LM | 2060 | 18.4875
Sweden | SE | RA400_R | Solar roof | TWh | NN2050 | LM | 2030 | 5.22
Sweden | SE | RA400_R | Solar roof | TWh | NN2050 | LM | 2035 | 6.525
Sweden | SE | RA400_R | Solar roof | TWh | NN2050 | LM | 2040 | 7.54
Sweden | SE | RA400_R | Solar roof | TWh | NN2050 | LM | 2045 | 9.57
Sweden | SE | RA400_R | Solar roof | TWh | NN2050 | LM | 2050 | 14.355
Sweden | SE | RA400_R | Solar roof | TWh | NN2050 | LM | 2055 | 14.355
Sweden | SE | RA400_R | Solar roof | TWh | NN2050 | LM | 2060 | 14.355
Sweden | SE | RA400_G | Solar ground | TWh | NN2050 | LM | 2030 | 2.1025
Sweden | SE | RA400_G | Solar ground | TWh | NN2050 | LM | 2035 | 2.175
Sweden | SE | RA400_G | Solar ground | TWh | NN2050 | LM | 2040 | 2.1025
Sweden | SE | RA400_G | Solar ground | TWh | NN2050 | LM | 2045 | 2.1025
Sweden | SE | RA400_G | Solar ground | TWh | NN2050 | LM | 2050 | 3.335
Sweden | SE | RA400_G | Solar ground | TWh | NN2050 | LM | 2055 | 3.335
Sweden | SE | RA400_G | Solar ground | TWh | NN2050 | LM | 2060 | 4.1325
Sweden | SE | RA400 | Solar | TWh | NN2050 | GM | 2030 | 6.96
Sweden | SE | RA400 | Solar | TWh | NN2050 | GM | 2035 | 9.6425
Sweden | SE | RA400 | Solar | TWh | NN2050 | GM | 2040 | 10.73
Sweden | SE | RA400 | Solar | TWh | NN2050 | GM | 2045 | 12.9775
Sweden | SE | RA400 | Solar | TWh | NN2050 | GM | 2050 | 17.835
Sweden | SE | RA400 | Solar | TWh | NN2050 | GM | 2055 | 17.835
Sweden | SE | RA400 | Solar | TWh | NN2050 | GM | 2060 | 17.835
Sweden | SE | RA400_R | Solar roof | TWh | NN2050 | GM | 2030 | 4.785
Sweden | SE | RA400_R | Solar roof | TWh | NN2050 | GM | 2035 | 6.4525
Sweden | SE | RA400_R | Solar roof | TWh | NN2050 | GM | 2040 | 7.395
Sweden | SE | RA400_R | Solar roof | TWh | NN2050 | GM | 2045 | 8.1925
Sweden | SE | RA400_R | Solar roof | TWh | NN2050 | GM | 2050 | 10.15
Sweden | SE | RA400_R | Solar roof | TWh | NN2050 | GM | 2055 | 10.15
Sweden | SE | RA400_R | Solar roof | TWh | NN2050 | GM | 2060 | 10.15
Sweden | SE | RA400_G | Solar ground | TWh | NN2050 | GM | 2030 | 2.175
Sweden | SE | RA400_G | Solar ground | TWh | NN2050 | GM | 2035 | 3.19
Sweden | SE | RA400_G | Solar ground | TWh | NN2050 | GM | 2040 | 3.335
Sweden | SE | RA400_G | Solar ground | TWh | NN2050 | GM | 2045 | 4.785
Sweden | SE | RA400_G | Solar ground | TWh | NN2050 | GM | 2050 | 7.685
Sweden | SE | RA400_G | Solar ground | TWh | NN2050 | GM | 2055 | 7.685
Sweden | SE | RA400_G | Solar ground | TWh | NN2050 | GM | 2060 | 7.685
Sweden | SE | RA400 | Solar | TWh | NN2050 | RF | 2030 | 7.25
Sweden | SE | RA400 | Solar | TWh | NN2050 | RF | 2035 | 8.7
Sweden | SE | RA400 | Solar | TWh | NN2050 | RF | 2040 | 9.57
Sweden | SE | RA400 | Solar | TWh | NN2050 | RF | 2045 | 10.585
Sweden | SE | RA400 | Solar | TWh | NN2050 | RF | 2050 | 10.585
Sweden | SE | RA400 | Solar | TWh | NN2050 | RF | 2055 | 10.73
Sweden | SE | RA400 | Solar | TWh | NN2050 | RF | 2060 | 12.47
Sweden | SE | RA400_R | Solar roof | TWh | NN2050 | RF | 2030 | 5.22
Sweden | SE | RA400_R | Solar roof | TWh | NN2050 | RF | 2035 | 6.525
Sweden | SE | RA400_R | Solar roof | TWh | NN2050 | RF | 2040 | 7.54
Sweden | SE | RA400_R | Solar roof | TWh | NN2050 | RF | 2045 | 8.41
Sweden | SE | RA400_R | Solar roof | TWh | NN2050 | RF | 2050 | 8.41
Sweden | SE | RA400_R | Solar roof | TWh | NN2050 | RF | 2055 | 8.41
Sweden | SE | RA400_R | Solar roof | TWh | NN2050 | RF | 2060 | 8.41
Sweden | SE | RA400_G | Solar ground | TWh | NN2050 | RF | 2030 | 2.03
Sweden | SE | RA400_G | Solar ground | TWh | NN2050 | RF | 2035 | 2.175
Sweden | SE | RA400_G | Solar ground | TWh | NN2050 | RF | 2040 | 2.03
Sweden | SE | RA400_G | Solar ground | TWh | NN2050 | RF | 2045 | 2.175
Sweden | SE | RA400_G | Solar ground | TWh | NN2050 | RF | 2050 | 2.175
Sweden | SE | RA400_G | Solar ground | TWh | NN2050 | RF | 2055 | 2.32
Sweden | SE | RA400_G | Solar ground | TWh | NN2050 | RF | 2060 | 4.06
Sweden | SE | RA400 | Solar | TWh | NN2050 | IV | 2030 | 6.96
Sweden | SE | RA400 | Solar | TWh | NN2050 | IV | 2035 | 10.3675
Sweden | SE | RA400 | Solar | TWh | NN2050 | IV | 2040 | 11.31
Sweden | SE | RA400 | Solar | TWh | NN2050 | IV | 2045 | 12.3975
Sweden | SE | RA400 | Solar | TWh | NN2050 | IV | 2050 | 17.7625
Sweden | SE | RA400 | Solar | TWh | NN2050 | IV | 2055 | 17.7625
Sweden | SE | RA400 | Solar | TWh | NN2050 | IV | 2060 | 18.56
Sweden | SE | RA400_R | Solar roof | TWh | NN2050 | IV | 2030 | 4.785
Sweden | SE | RA400_R | Solar roof | TWh | NN2050 | IV | 2035 | 6.4525
Sweden | SE | RA400_R | Solar roof | TWh | NN2050 | IV | 2040 | 7.54
Sweden | SE | RA400_R | Solar roof | TWh | NN2050 | IV | 2045 | 8.4825
Sweden | SE | RA400_R | Solar roof | TWh | NN2050 | IV | 2050 | 8.4825
Sweden | SE | RA400_R | Solar roof | TWh | NN2050 | IV | 2055 | 8.4825
Sweden | SE | RA400_R | Solar roof | TWh | NN2050 | IV | 2060 | 8.4825
Sweden | SE | RA400_G | Solar ground | TWh | NN2050 | IV | 2030 | 2.175
Sweden | SE | RA400_G | Solar ground | TWh | NN2050 | IV | 2035 | 3.915
Sweden | SE | RA400_G | Solar ground | TWh | NN2050 | IV | 2040 | 3.77
Sweden | SE | RA400_G | Solar ground | TWh | NN2050 | IV | 2045 | 3.915
Sweden | SE | RA400_G | Solar ground | TWh | NN2050 | IV | 2050 | 9.28
Sweden | SE | RA400_G | Solar ground | TWh | NN2050 | IV | 2055 | 9.28
Sweden | SE | RA400_G | Solar ground | TWh | NN2050 | IV | 2060 | 10.0775
Switzerland | CH | RA300 | Wind | TWh | EP2050 | MB-C | 2020 | 0.14
Switzerland | CH | RA300 | Wind | TWh | EP2050 | MB-C | 2035 | 0.77
Switzerland | CH | RA300 | Wind | TWh | EP2050 | MB-C | 2050 | 1.41
Switzerland | CH | RA300 | Wind | TWh | EP2050 | MB-CE | 2020 | 0.66
Switzerland | CH | RA300 | Wind | TWh | EP2050 | MB-CE | 2035 | 1.76
Switzerland | CH | RA300 | Wind | TWh | EP2050 | MB-CE | 2050 | 4.26
Switzerland | CH | RA300 | Wind | TWh | EP2050 | MB-CE1 | 2020 | 0.66
Switzerland | CH | RA300 | Wind | TWh | EP2050 | MB-CE1 | 2035 | 1.76
Switzerland | CH | RA300 | Wind | TWh | EP2050 | MB-CE1 | 2050 | 4.26
Switzerland | CH | RA300 | Wind | TWh | EP2050 | MB-E | 2020 | 0.66
Switzerland | CH | RA300 | Wind | TWh | EP2050 | MB-E | 2035 | 1.76
Switzerland | CH | RA300 | Wind | TWh | EP2050 | MB-E | 2050 | 4.26
Switzerland | CH | RA310 | Wind on shore | TWh | EP2050 | MB-C | 2020 | 0.14
Switzerland | CH | RA310 | Wind on shore | TWh | EP2050 | MB-C | 2035 | 0.77
Switzerland | CH | RA310 | Wind on shore | TWh | EP2050 | MB-C | 2050 | 1.41
Switzerland | CH | RA310 | Wind on shore | TWh | EP2050 | MB-CE | 2020 | 0.66
Switzerland | CH | RA310 | Wind on shore | TWh | EP2050 | MB-CE | 2035 | 1.76
Switzerland | CH | RA310 | Wind on shore | TWh | EP2050 | MB-CE | 2050 | 4.26
Switzerland | CH | RA310 | Wind on shore | TWh | EP2050 | MB-CE1 | 2020 | 0.66
Switzerland | CH | RA310 | Wind on shore | TWh | EP2050 | MB-CE1 | 2035 | 1.76
Switzerland | CH | RA310 | Wind on shore | TWh | EP2050 | MB-CE1 | 2050 | 4.26
Switzerland | CH | RA310 | Wind on shore | TWh | EP2050 | MB-E | 2020 | 0.66
Switzerland | CH | RA310 | Wind on shore | TWh | EP2050 | MB-E | 2035 | 1.76
Switzerland | CH | RA310 | Wind on shore | TWh | EP2050 | MB-E | 2050 | 4.26
Switzerland | CH | RA400 | Solar | TWh | EP2050 | MB-C | 2020 | 0.34
Switzerland | CH | RA400 | Solar | TWh | EP2050 | MB-C | 2035 | 2.52
Switzerland | CH | RA400 | Solar | TWh | EP2050 | MB-C | 2050 | 5.92
Switzerland | CH | RA400 | Solar | TWh | EP2050 | MB-CE | 2020 | 0.52
Switzerland | CH | RA400 | Solar | TWh | EP2050 | MB-CE | 2035 | 4.44
Switzerland | CH | RA400 | Solar | TWh | EP2050 | MB-CE | 2050 | 11.12
Switzerland | CH | RA400 | Solar | TWh | EP2050 | MB-CE1 | 2020 | 1.26
Switzerland | CH | RA400 | Solar | TWh | EP2050 | MB-CE2 | 2035 | 7.03
Switzerland | CH | RA400 | Solar | TWh | EP2050 | MB-CE3 | 2050 | 11.12
Switzerland | CH | RA400 | Solar | TWh | EP2050 | MB-E | 2020 | 0.52
Switzerland | CH | RA400 | Solar | TWh | EP2050 | MB-E | 2035 | 4.44
Switzerland | CH | RA400 | Solar | TWh | EP2050 | MB-E | 2050 | 11.12
Switzerland | CH | RA420 | Solar photovoltaic | TWh | EP2050 | MB-C | 2020 | 0.34
Switzerland | CH | RA420 | Solar photovoltaic | TWh | EP2050 | MB-C | 2035 | 2.52
Switzerland | CH | RA420 | Solar photovoltaic | TWh | EP2050 | MB-C | 2050 | 5.92
Switzerland | CH | RA420 | Solar photovoltaic | TWh | EP2050 | MB-CE | 2020 | 0.52
Switzerland | CH | RA420 | Solar photovoltaic | TWh | EP2050 | MB-CE | 2035 | 4.44
Switzerland | CH | RA420 | Solar photovoltaic | TWh | EP2050 | MB-CE | 2050 | 11.12
Switzerland | CH | RA420 | Solar photovoltaic | TWh | EP2050 | MB-CE1 | 2020 | 1.26
Switzerland | CH | RA420 | Solar photovoltaic | TWh | EP2050 | MB-CE2 | 2035 | 7.03
Switzerland | CH | RA420 | Solar photovoltaic | TWh | EP2050 | MB-CE3 | 2050 | 11.12
Switzerland | CH | RA420 | Solar photovoltaic | TWh | EP2050 | MB-E | 2020 | 0.52
Switzerland | CH | RA420 | Solar photovoltaic | TWh | EP2050 | MB-E | 2035 | 4.44
Switzerland | CH | RA420 | Solar photovoltaic | TWh | EP2050 | MB-E | 2050 | 11.12
Switzerland | CH | RA300 | Wind | TWh | EP2050+ | ZERO_basis | 2000 | 0
Switzerland | CH | RA300 | Wind | TWh | EP2050+ | ZERO_basis | 2019 | 0.1
Switzerland | CH | RA300 | Wind | TWh | EP2050+ | ZERO_basis | 2025 | 0.3
Switzerland | CH | RA300 | Wind | TWh | EP2050+ | ZERO_basis | 2030 | 0.6
Switzerland | CH | RA300 | Wind | TWh | EP2050+ | ZERO_basis | 2035 | 1.2
Switzerland | CH | RA300 | Wind | TWh | EP2050+ | ZERO_basis | 2040 | 2.2
Switzerland | CH | RA300 | Wind | TWh | EP2050+ | ZERO_basis | 2045 | 3.4
Switzerland | CH | RA300 | Wind | TWh | EP2050+ | ZERO_basis | 2050 | 4.3
Switzerland | CH | RA310 | Wind on shore | TWh | EP2050+ | ZERO_basis | 2000 | 0
Switzerland | CH | RA310 | Wind on shore | TWh | EP2050+ | ZERO_basis | 2019 | 0.1
Switzerland | CH | RA310 | Wind on shore | TWh | EP2050+ | ZERO_basis | 2025 | 0.3
Switzerland | CH | RA310 | Wind on shore | TWh | EP2050+ | ZERO_basis | 2030 | 0.6
Switzerland | CH | RA310 | Wind on shore | TWh | EP2050+ | ZERO_basis | 2035 | 1.2
Switzerland | CH | RA310 | Wind on shore | TWh | EP2050+ | ZERO_basis | 2040 | 2.2
Switzerland | CH | RA310 | Wind on shore | TWh | EP2050+ | ZERO_basis | 2045 | 3.4
Switzerland | CH | RA310 | Wind on shore | TWh | EP2050+ | ZERO_basis | 2050 | 4.3
Switzerland | CH | RA400 | Solar | TWh | EP2050+ | ZERO_basis | 2000 | 0
Switzerland | CH | RA400 | Solar | TWh | EP2050+ | ZERO_basis | 2019 | 2.2
Switzerland | CH | RA400 | Solar | TWh | EP2050+ | ZERO_basis | 2025 | 4.3
Switzerland | CH | RA400 | Solar | TWh | EP2050+ | ZERO_basis | 2030 | 8.7
Switzerland | CH | RA400 | Solar | TWh | EP2050+ | ZERO_basis | 2035 | 14.4
Switzerland | CH | RA400 | Solar | TWh | EP2050+ | ZERO_basis | 2040 | 21.5
Switzerland | CH | RA400 | Solar | TWh | EP2050+ | ZERO_basis | 2045 | 27.8
Switzerland | CH | RA400 | Solar | TWh | EP2050+ | ZERO_basis | 2050 | 33.6
Switzerland | CH | RA420 | Solar photovoltaic | TWh | EP2050+ | ZERO_basis | 2000 | 0
Switzerland | CH | RA420 | Solar photovoltaic | TWh | EP2050+ | ZERO_basis | 2019 | 2.2
Switzerland | CH | RA420 | Solar photovoltaic | TWh | EP2050+ | ZERO_basis | 2025 | 4.3
Switzerland | CH | RA420 | Solar photovoltaic | TWh | EP2050+ | ZERO_basis | 2030 | 8.7
Switzerland | CH | RA420 | Solar photovoltaic | TWh | EP2050+ | ZERO_basis | 2035 | 14.4
Switzerland | CH | RA420 | Solar photovoltaic | TWh | EP2050+ | ZERO_basis | 2040 | 21.5
Switzerland | CH | RA420 | Solar photovoltaic | TWh | EP2050+ | ZERO_basis | 2045 | 27.8
Switzerland | CH | RA420 | Solar photovoltaic | TWh | EP2050+ | ZERO_basis | 2050 | 33.6
United Kingdom | UK | RA320 | Wind off shore | GW | UK GOV | ref | 2030 | 45
United Kingdom | UK | RA320_F | Wind floating | GW | UK GOV | ref | 2030 | 5
United Kingdom | UK | RA400 | Solar | GW | UK GOV | ref | 2030 | 51
United Kingdom | UK | RA420 | Solar photovoltaic | GW | UK GOV | ref | 2030 | 51
United Kingdom | UK | RA310 | Wind on shore | GW | Carbon Brief | NESO | 2030 | 27
United Kingdom | UK | RA400 | Wind | GW | UK GOV | ref | 2030 | 72

## Main_targ
country | geo | siec | type | unit | source | scenario | year | cap | target | demand
Austria | AT | RA300 | Wind | GW | IEA | est | 2023 | 3.885 | 0 | 0
Austria | AT | RA300 | Wind | GW | IEA | est | 2030 | 7.5 | 0 | 0
Austria | AT | RA300 | Wind | Pj | NECP_1 | WAM | 2021 | 31 | 0 | 0
Austria | AT | RA300 | Wind | Pj | NECP_1 | WAM | 2022 | 34 | 0 | 0
Austria | AT | RA300 | Wind | Pj | NECP_1 | WAM | 2023 | 37 | 0 | 0
Austria | AT | RA300 | Wind | Pj | NECP_1 | WAM | 2024 | 40 | 0 | 0
Austria | AT | RA300 | Wind | Pj | NECP_1 | WAM | 2025 | 43 | 0 | 0
Austria | AT | RA300 | Wind | Pj | NECP_1 | WAM | 2026 | 46 | 0 | 0
Austria | AT | RA300 | Wind | Pj | NECP_1 | WAM | 2027 | 50 | 0 | 0
Austria | AT | RA300 | Wind | Pj | NECP_1 | WAM | 2028 | 53 | 0 | 0
Austria | AT | RA300 | Wind | Pj | NECP_1 | WAM | 2029 | 57 | 0 | 0
Austria | AT | RA300 | Wind | Pj | NECP_1 | WAM | 2030 | 60 | 0 | 0
Austria | AT | RA300 | Wind | TWh | NECP_1 | WAM | 2020 | 7 | 0 | 0
Austria | AT | RA300 | Wind | TWh | NECP_1 | WAM | 2021 | 7 | 0 | 0
Austria | AT | RA300 | Wind | TWh | NECP_1 | WAM | 2022 | 7 | 0 | 0
Austria | AT | RA300 | Wind | TWh | NECP_1 | WAM | 2023 | 9 | 0 | 0
Austria | AT | RA300 | Wind | TWh | NECP_1 | WAM | 2024 | 11 | 0 | 0
Austria | AT | RA300 | Wind | TWh | NECP_1 | WAM | 2025 | 12 | 0 | 0
Austria | AT | RA300 | Wind | TWh | NECP_1 | WAM | 2026 | 13 | 0 | 0
Austria | AT | RA300 | Wind | TWh | NECP_1 | WAM | 2027 | 14 | 0 | 0
Austria | AT | RA300 | Wind | TWh | NECP_1 | WAM | 2028 | 16 | 0 | 0
Austria | AT | RA300 | Wind | TWh | NECP_1 | WAM | 2029 | 17 | 0 | 0
Austria | AT | RA300 | Wind | TWh | NECP_1 | WAM | 2030 | 19 | 0 | 0
Austria | AT | RA300 | Wind | TWh | NECP_1 | WAM | 2040 | 24 | 0 | 0
Austria | AT | RA300 | Wind | TWh | NECP_1 | WAM | 2050 | 27 | 0 | 0
Austria | AT | RA310 | Wind on shore | GW | IEA | est | 2023 | 3.885 | 0 | 0
Austria | AT | RA310 | Wind on shore | GW | IEA | est | 2030 | 7.5 | 0 | 0
Austria | AT | RA310 | Wind on shore | Pj | NECP_1 | WAM | 2021 | 31 | 0 | 0
Austria | AT | RA310 | Wind on shore | Pj | NECP_1 | WAM | 2022 | 34 | 0 | 0
Austria | AT | RA310 | Wind on shore | Pj | NECP_1 | WAM | 2023 | 37 | 0 | 0
Austria | AT | RA310 | Wind on shore | Pj | NECP_1 | WAM | 2024 | 40 | 0 | 0
Austria | AT | RA310 | Wind on shore | Pj | NECP_1 | WAM | 2025 | 43 | 0 | 0
Austria | AT | RA310 | Wind on shore | Pj | NECP_1 | WAM | 2026 | 46 | 0 | 0
Austria | AT | RA310 | Wind on shore | Pj | NECP_1 | WAM | 2027 | 50 | 0 | 0
Austria | AT | RA310 | Wind on shore | Pj | NECP_1 | WAM | 2028 | 53 | 0 | 0
Austria | AT | RA310 | Wind on shore | Pj | NECP_1 | WAM | 2029 | 57 | 0 | 0
Austria | AT | RA310 | Wind on shore | Pj | NECP_1 | WAM | 2030 | 60 | 0 | 0
Austria | AT | RA310 | Wind on shore | TWh | NECP_1 | WAM | 2020 | 7 | 0 | 0
Austria | AT | RA310 | Wind on shore | TWh | NECP_1 | WAM | 2021 | 7 | 0 | 0
Austria | AT | RA310 | Wind on shore | TWh | NECP_1 | WAM | 2022 | 7 | 0 | 0
Austria | AT | RA310 | Wind on shore | TWh | NECP_1 | WAM | 2023 | 9 | 0 | 0
Austria | AT | RA310 | Wind on shore | TWh | NECP_1 | WAM | 2024 | 11 | 0 | 0
Austria | AT | RA310 | Wind on shore | TWh | NECP_1 | WAM | 2025 | 12 | 0 | 0
Austria | AT | RA310 | Wind on shore | TWh | NECP_1 | WAM | 2026 | 13 | 0 | 0
Austria | AT | RA310 | Wind on shore | TWh | NECP_1 | WAM | 2027 | 14 | 0 | 0
Austria | AT | RA310 | Wind on shore | TWh | NECP_1 | WAM | 2028 | 16 | 0 | 0
Austria | AT | RA310 | Wind on shore | TWh | NECP_1 | WAM | 2029 | 17 | 0 | 0
Austria | AT | RA310 | Wind on shore | TWh | NECP_1 | WAM | 2030 | 19 | 0 | 0
Austria | AT | RA310 | Wind on shore | TWh | NECP_1 | WAM | 2040 | 24 | 0 | 0
Austria | AT | RA310 | Wind on shore | TWh | NECP_1 | WAM | 2050 | 27 | 0 | 0
Austria | AT | RA400 | Solar | GW | IEA | est | 2023 | 6.396 | 0 | 0
Austria | AT | RA400 | Solar | Pj | NECP_1 | WAM | 2021 | 13 | 0 | 0
Austria | AT | RA400 | Solar | Pj | NECP_1 | WAM | 2022 | 16 | 0 | 0
Austria | AT | RA400 | Solar | Pj | NECP_1 | WAM | 2023 | 20 | 0 | 0
Austria | AT | RA400 | Solar | Pj | NECP_1 | WAM | 2024 | 23 | 0 | 0
Austria | AT | RA400 | Solar | Pj | NECP_1 | WAM | 2025 | 26 | 0 | 0
Austria | AT | RA400 | Solar | Pj | NECP_1 | WAM | 2026 | 29 | 0 | 0
Austria | AT | RA400 | Solar | Pj | NECP_1 | WAM | 2027 | 32 | 0 | 0
Austria | AT | RA400 | Solar | Pj | NECP_1 | WAM | 2028 | 35 | 0 | 0
Austria | AT | RA400 | Solar | Pj | NECP_1 | WAM | 2029 | 39 | 0 | 0
Austria | AT | RA400 | Solar | Pj | NECP_1 | WAM | 2030 | 42 | 0 | 0
Austria | AT | RA400 | Solar | TWh | NECP_1 | WAM | 2020 | 3 | 0 | 0
Austria | AT | RA400 | Solar | TWh | NECP_1 | WAM | 2021 | 3 | 0 | 0
Austria | AT | RA400 | Solar | TWh | NECP_1 | WAM | 2022 | 4 | 0 | 0
Austria | AT | RA400 | Solar | TWh | NECP_1 | WAM | 2023 | 5 | 0 | 0
Austria | AT | RA400 | Solar | TWh | NECP_1 | WAM | 2024 | 6 | 0 | 0
Austria | AT | RA400 | Solar | TWh | NECP_1 | WAM | 2025 | 8 | 0 | 0
Austria | AT | RA400 | Solar | TWh | NECP_1 | WAM | 2026 | 10 | 0 | 0
Austria | AT | RA400 | Solar | TWh | NECP_1 | WAM | 2027 | 12 | 0 | 0
Austria | AT | RA400 | Solar | TWh | NECP_1 | WAM | 2028 | 15 | 0 | 0
Austria | AT | RA400 | Solar | TWh | NECP_1 | WAM | 2029 | 17 | 0 | 0
Austria | AT | RA400 | Solar | TWh | NECP_1 | WAM | 2030 | 19 | 0 | 0
Austria | AT | RA400 | Solar | TWh | NECP_1 | WAM | 2040 | 30 | 0 | 0
Austria | AT | RA400 | Solar | TWh | NECP_1 | WAM | 2050 | 35 | 0 | 0
Austria | AT | RA420 | Solar photovoltaic | GW | IEA | est | 2023 | 6.396 | 0 | 0
Austria | AT | RA420 | Solar photovoltaic | Pj | NECP_1 | WAM | 2021 | 13 | 0 | 0
Austria | AT | RA420 | Solar photovoltaic | Pj | NECP_1 | WAM | 2022 | 16 | 0 | 0
Austria | AT | RA420 | Solar photovoltaic | Pj | NECP_1 | WAM | 2023 | 20 | 0 | 0
Austria | AT | RA420 | Solar photovoltaic | Pj | NECP_1 | WAM | 2024 | 23 | 0 | 0
Austria | AT | RA420 | Solar photovoltaic | Pj | NECP_1 | WAM | 2025 | 26 | 0 | 0
Austria | AT | RA420 | Solar photovoltaic | Pj | NECP_1 | WAM | 2026 | 29 | 0 | 0
Austria | AT | RA420 | Solar photovoltaic | Pj | NECP_1 | WAM | 2027 | 32 | 0 | 0
Austria | AT | RA420 | Solar photovoltaic | Pj | NECP_1 | WAM | 2028 | 35 | 0 | 0
Austria | AT | RA420 | Solar photovoltaic | Pj | NECP_1 | WAM | 2029 | 39 | 0 | 0
Austria | AT | RA420 | Solar photovoltaic | Pj | NECP_1 | WAM | 2030 | 42 | 0 | 0
Austria | AT | RA420 | Solar photovoltaic | TWh | NECP_1 | WAM | 2020 | 3 | 0 | 0
Austria | AT | RA420 | Solar photovoltaic | TWh | NECP_1 | WAM | 2021 | 3 | 0 | 0
Austria | AT | RA420 | Solar photovoltaic | TWh | NECP_1 | WAM | 2022 | 4 | 0 | 0
Austria | AT | RA420 | Solar photovoltaic | TWh | NECP_1 | WAM | 2023 | 5 | 0 | 0
Austria | AT | RA420 | Solar photovoltaic | TWh | NECP_1 | WAM | 2024 | 6 | 0 | 0
Austria | AT | RA420 | Solar photovoltaic | TWh | NECP_1 | WAM | 2025 | 8 | 0 | 0
Austria | AT | RA420 | Solar photovoltaic | TWh | NECP_1 | WAM | 2026 | 10 | 0 | 0
Austria | AT | RA420 | Solar photovoltaic | TWh | NECP_1 | WAM | 2027 | 12 | 0 | 0
Austria | AT | RA420 | Solar photovoltaic | TWh | NECP_1 | WAM | 2028 | 15 | 0 | 0
Austria | AT | RA420 | Solar photovoltaic | TWh | NECP_1 | WAM | 2029 | 17 | 0 | 0
Austria | AT | RA420 | Solar photovoltaic | TWh | NECP_1 | WAM | 2030 | 19 | 0 | 0
Austria | AT | RA420 | Solar photovoltaic | TWh | NECP_1 | WAM | 2040 | 30 | 0 | 0
Austria | AT | RA420 | Solar photovoltaic | TWh | NECP_1 | WAM | 2050 | 35 | 0 | 0
Austria | AT | RA300 | Wind | Pj | NECP_1 | WAM | 2021 | 31 | 0 | 0
Austria | AT | RA300 | Wind | Pj | NECP_1 | WAM | 2022 | 34 | 0 | 0
Austria | AT | RA300 | Wind | Pj | NECP_1 | WAM | 2023 | 37 | 0 | 0
Austria | AT | RA300 | Wind | Pj | NECP_1 | WAM | 2024 | 40 | 0 | 0
Austria | AT | RA300 | Wind | Pj | NECP_1 | WAM | 2025 | 43 | 0 | 0
Austria | AT | RA300 | Wind | Pj | NECP_1 | WAM | 2026 | 46 | 0 | 0
Austria | AT | RA300 | Wind | Pj | NECP_1 | WAM | 2027 | 50 | 0 | 0
Austria | AT | RA300 | Wind | Pj | NECP_1 | WAM | 2028 | 53 | 0 | 0
Austria | AT | RA300 | Wind | Pj | NECP_1 | WAM | 2029 | 57 | 0 | 0
Austria | AT | RA300 | Wind | Pj | NECP_1 | WAM | 2030 | 60 | 0 | 0
Austria | AT | RA300 | Wind | TWh | NECP_1 | WEM | 2020 | 7 | 0 | 0
Austria | AT | RA300 | Wind | TWh | NECP_1 | WEM | 2030 | 17 | 0 | 0
Austria | AT | RA300 | Wind | TWh | NECP_1 | WEM | 2040 | 19 | 0 | 0
Austria | AT | RA300 | Wind | TWh | NECP_1 | WEM | 2050 | 22 | 0 | 0
Austria | AT | RA310 | Wind on shore | TWh | NECP_1 | WEM | 2020 | 7 | 0 | 0
Austria | AT | RA310 | Wind on shore | TWh | NECP_1 | WEM | 2030 | 17 | 0 | 0
Austria | AT | RA310 | Wind on shore | TWh | NECP_1 | WEM | 2040 | 19 | 0 | 0
Austria | AT | RA310 | Wind on shore | TWh | NECP_1 | WEM | 2050 | 22 | 0 | 0
Austria | AT | RA400 | Solar | TWh | NECP_1 | WEM | 2020 | 2 | 0 | 0
Austria | AT | RA400 | Solar | TWh | NECP_1 | WEM | 2030 | 13 | 0 | 0
Austria | AT | RA400 | Solar | TWh | NECP_1 | WEM | 2040 | 15 | 0 | 0
Austria | AT | RA400 | Solar | TWh | NECP_1 | WEM | 2050 | 17 | 0 | 0
Austria | AT | RA420 | Solar photovoltaic | TWh | NECP_1 | WEM | 2020 | 2 | 0 | 0
Austria | AT | RA420 | Solar photovoltaic | TWh | NECP_1 | WEM | 2030 | 13 | 0 | 0
Austria | AT | RA420 | Solar photovoltaic | TWh | NECP_1 | WEM | 2040 | 15 | 0 | 0
Austria | AT | RA420 | Solar photovoltaic | TWh | NECP_1 | WEM | 2050 | 17 | 0 | 0
Belgium | BE | RA300 | Wind | GW | NCEP | target | 2030 | 11.852 | 1 | 0
Belgium | BE | RA310 | Wind on shore | GW | NCEP | target | 2030 | 6.052 | 1 | 0
Belgium | BE | RA320 | Wind off shore | GW | NCEP | target | 2030 | 5.8 | 1 | 0
Belgium | BE | RA320 | Wind off shore | GW | NCEP | target | 2040 | 8 | 1 | 0
Belgium | BE | RA400 | Solar | GW | NCEP | target | 2030 | 15.65 | 1 | 0
Belgium | BE | RA420 | Solar photovoltaic | GW | NCEP | target | 2030 | 15.65 | 1 | 0
Bulgaria | BG | RA300 | Wind | GW | NECP | WEM | 2020 | 0.7 | 0 | 0
Bulgaria | BG | RA300 | Wind | GW | NECP | WEM | 2025 | 0.7 | 0 | 0
Bulgaria | BG | RA300 | Wind | GW | NECP | WEM | 2030 | 0.9 | 0 | 0
Bulgaria | BG | RA300 | Wind | GW | NECP | WEM | 2035 | 0.9 | 0 | 0
Bulgaria | BG | RA300 | Wind | GW | NECP | WEM | 2040 | 1.5 | 0 | 0
Bulgaria | BG | RA310 | Wind on shore | GW | NECP | WEM | 2020 | 0.7 | 0 | 0
Bulgaria | BG | RA310 | Wind on shore | GW | NECP | WEM | 2025 | 0.7 | 0 | 0
Bulgaria | BG | RA310 | Wind on shore | GW | NECP | WEM | 2030 | 0.9 | 0 | 0
Bulgaria | BG | RA310 | Wind on shore | GW | NECP | WEM | 2035 | 0.9 | 0 | 0
Bulgaria | BG | RA310 | Wind on shore | GW | NECP | WEM | 2040 | 1.5 | 0 | 0
Bulgaria | BG | RA400 | Solar | GW | NECP | WEM | 2020 | 1 | 0 | 0
Bulgaria | BG | RA400 | Solar | GW | NECP | WEM | 2025 | 1.9 | 0 | 0
Bulgaria | BG | RA400 | Solar | GW | NECP | WEM | 2030 | 3.3 | 0 | 0
Bulgaria | BG | RA400 | Solar | GW | NECP | WEM | 2035 | 3.3 | 0 | 0
Bulgaria | BG | RA400 | Solar | GW | NECP | WEM | 2040 | 3.3 | 0 | 0
Bulgaria | BG | RA420 | Solar photovoltaic | GW | NECP | WEM | 2020 | 1 | 0 | 0
Bulgaria | BG | RA420 | Solar photovoltaic | GW | NECP | WEM | 2025 | 1.9 | 0 | 0
Bulgaria | BG | RA420 | Solar photovoltaic | GW | NECP | WEM | 2030 | 3.3 | 0 | 0
Bulgaria | BG | RA420 | Solar photovoltaic | GW | NECP | WEM | 2035 | 3.3 | 0 | 0
Bulgaria | BG | RA420 | Solar photovoltaic | GW | NECP | WEM | 2040 | 3.3 | 0 | 0
Croatia | HR | RA300 | Wind | GW | NECP | WAM | 2021 | 0.987 | 0 | 0
Croatia | HR | RA300 | Wind | GW | NECP | WAM | 2030 | 2.268 | 0 | 0
Croatia | HR | RA300 | Wind | GW | NECP | WAM | 2040 | 3.563 | 0 | 0
Croatia | HR | RA300 | Wind | GW | NECP | WAM | 2050 | 4.353 | 0 | 0
Croatia | HR | RA400 | Solar | GW | NECP | WAM | 2021 | 0.222 | 0 | 0
Croatia | HR | RA400 | Solar | GW | NECP | WAM | 2030 | 2.382 | 0 | 0
Croatia | HR | RA400 | Solar | GW | NECP | WAM | 2040 | 4.86 | 0 | 0
Croatia | HR | RA400 | Solar | GW | NECP | WAM | 2050 | 5.77 | 0 | 0
Croatia | HR | RA300 | Wind | GW | NECP | WEM | 2021 | 0.987 | 0 | 0
Croatia | HR | RA300 | Wind | GW | NECP | WEM | 2030 | 1.886 | 0 | 0
Croatia | HR | RA300 | Wind | GW | NECP | WEM | 2040 | 2.496 | 0 | 0
Croatia | HR | RA300 | Wind | GW | NECP | WEM | 2050 | 3.26 | 0 | 0
Croatia | HR | RA400 | Solar | GW | NECP | WEM | 2021 | 0.223 | 0 | 0
Croatia | HR | RA400 | Solar | GW | NECP | WEM | 2030 | 1.266 | 0 | 0
Croatia | HR | RA400 | Solar | GW | NECP | WEM | 2040 | 2.345 | 0 | 0
Croatia | HR | RA400 | Solar | GW | NECP | WEM | 2050 | 3.43 | 0 | 0
Czechia | CZ | RA000 | Renewables and biofuels | GW | NECP |  | 2016 | 4.24 |  | 0
Czechia | CZ | RA000 | Renewables and biofuels | GW | NECP |  | 2020 | 4.392 |  | 0
Czechia | CZ | RA000 | Renewables and biofuels | GW | NECP |  | 2021 | 4.552 |  | 0
Czechia | CZ | RA000 | Renewables and biofuels | GW | NECP |  | 2022 | 4.683 |  | 0
Czechia | CZ | RA000 | Renewables and biofuels | GW | NECP |  | 2023 | 4.861 |  | 0
Czechia | CZ | RA000 | Renewables and biofuels | GW | NECP |  | 2024 | 5.062 |  | 0
Czechia | CZ | RA000 | Renewables and biofuels | GW | NECP |  | 2025 | 5.285 |  | 0
Czechia | CZ | RA000 | Renewables and biofuels | GW | NECP |  | 2026 | 5.526 |  | 0
Czechia | CZ | RA000 | Renewables and biofuels | GW | NECP |  | 2027 | 5.81 |  | 0
Czechia | CZ | RA000 | Renewables and biofuels | GW | NECP |  | 2028 | 6.169 |  | 0
Czechia | CZ | RA000 | Renewables and biofuels | GW | NECP |  | 2029 | 6.544 |  | 0
Czechia | CZ | RA000 | Renewables and biofuels | GW | NECP |  | 2030 | 6.977 |  | 0
Czechia | CZ | RA300 | Wind | GW | NECP |  | 2016 | 0.282 |  | 0
Czechia | CZ | RA300 | Wind | GW | NECP |  | 2020 | 0.37 |  | 0
Czechia | CZ | RA300 | Wind | GW | NECP |  | 2021 | 0.41 |  | 0
Czechia | CZ | RA300 | Wind | GW | NECP |  | 2022 | 0.455 |  | 0
Czechia | CZ | RA300 | Wind | GW | NECP |  | 2023 | 0.505 |  | 0
Czechia | CZ | RA300 | Wind | GW | NECP |  | 2024 | 0.565 |  | 0
Czechia | CZ | RA300 | Wind | GW | NECP |  | 2025 | 0.625 |  | 0
Czechia | CZ | RA300 | Wind | GW | NECP |  | 2026 | 0.685 |  | 0
Czechia | CZ | RA300 | Wind | GW | NECP |  | 2027 | 0.745 |  | 0
Czechia | CZ | RA300 | Wind | GW | NECP |  | 2028 | 0.82 |  | 0
Czechia | CZ | RA300 | Wind | GW | NECP |  | 2029 | 0.895 |  | 0
Czechia | CZ | RA300 | Wind | GW | NECP |  | 2030 | 0.97 |  | 0
Czechia | CZ | RA310 | Wind | GW | NECP |  | 2016 | 0.282 |  | 0
Czechia | CZ | RA310 | Wind | GW | NECP |  | 2020 | 0.37 |  | 0
Czechia | CZ | RA310 | Wind | GW | NECP |  | 2021 | 0.41 |  | 0
Czechia | CZ | RA310 | Wind | GW | NECP |  | 2022 | 0.455 |  | 0
Czechia | CZ | RA310 | Wind | GW | NECP |  | 2023 | 0.505 |  | 0
Czechia | CZ | RA310 | Wind | GW | NECP |  | 2024 | 0.565 |  | 0
Czechia | CZ | RA310 | Wind | GW | NECP |  | 2025 | 0.625 |  | 0
Czechia | CZ | RA310 | Wind | GW | NECP |  | 2026 | 0.685 |  | 0
Czechia | CZ | RA310 | Wind | GW | NECP |  | 2027 | 0.745 |  | 0
Czechia | CZ | RA310 | Wind | GW | NECP |  | 2028 | 0.82 |  | 0
Czechia | CZ | RA310 | Wind | GW | NECP |  | 2029 | 0.895 |  | 0
Czechia | CZ | RA310 | Wind | GW | NECP |  | 2030 | 0.97 |  | 0
Czechia | CZ | RA400 | Solar | GW | NECP |  | 2016 | 2.068 |  | 0
Czechia | CZ | RA400 | Solar | GW | NECP |  | 2020 | 2.082 |  | 0
Czechia | CZ | RA400 | Solar | GW | NECP |  | 2021 | 2.153 |  | 0
Czechia | CZ | RA400 | Solar | GW | NECP |  | 2022 | 2.236 |  | 0
Czechia | CZ | RA400 | Solar | GW | NECP |  | 2023 | 2.34 |  | 0
Czechia | CZ | RA400 | Solar | GW | NECP |  | 2024 | 2.47 |  | 0
Czechia | CZ | RA400 | Solar | GW | NECP |  | 2025 | 2.628 |  | 0
Czechia | CZ | RA400 | Solar | GW | NECP |  | 2026 | 2.822 |  | 0
Czechia | CZ | RA400 | Solar | GW | NECP |  | 2027 | 3.051 |  | 0
Czechia | CZ | RA400 | Solar | GW | NECP |  | 2028 | 3.319 |  | 0
Czechia | CZ | RA400 | Solar | GW | NECP |  | 2029 | 3.625 |  | 0
Czechia | CZ | RA400 | Solar | GW | NECP |  | 2030 | 3.975 |  | 0
Czechia | CZ | RA420 | Solar photovoltaic | GW | NECP |  | 2016 | 2.068 |  | 0
Czechia | CZ | RA420 | Solar photovoltaic | GW | NECP |  | 2020 | 2.082 |  | 0
Czechia | CZ | RA420 | Solar photovoltaic | GW | NECP |  | 2021 | 2.153 |  | 0
Czechia | CZ | RA420 | Solar photovoltaic | GW | NECP |  | 2022 | 2.236 |  | 0
Czechia | CZ | RA420 | Solar photovoltaic | GW | NECP |  | 2023 | 2.34 |  | 0
Czechia | CZ | RA420 | Solar photovoltaic | GW | NECP |  | 2024 | 2.47 |  | 0
Czechia | CZ | RA420 | Solar photovoltaic | GW | NECP |  | 2025 | 2.628 |  | 0
Czechia | CZ | RA420 | Solar photovoltaic | GW | NECP |  | 2026 | 2.822 |  | 0
Czechia | CZ | RA420 | Solar photovoltaic | GW | NECP |  | 2027 | 3.051 |  | 0
Czechia | CZ | RA420 | Solar photovoltaic | GW | NECP |  | 2028 | 3.319 |  | 0
Czechia | CZ | RA420 | Solar photovoltaic | GW | NECP |  | 2029 | 3.625 |  | 0
Czechia | CZ | RA420 | Solar photovoltaic | GW | NECP |  | 2030 | 3.975 |  | 0
Denmark | DK | RA300 | Wind | GW | NECP | est | 2021 | 7.59 | 0 | 0
Denmark | DK | RA300 | Wind | GW | NECP | est | 2022 | 7.969 | 0 | 0
Denmark | DK | RA300 | Wind | GW | NECP | est | 2023 | 7.901 | 0 | 0
Denmark | DK | RA300 | Wind | GW | NECP | est | 2024 | 8.649 | 0 | 0
Denmark | DK | RA300 | Wind | GW | NECP | est | 2025 | 9.01 | 0 | 0
Denmark | DK | RA300 | Wind | GW | NECP | est | 2026 | 8.971 | 0 | 0
Denmark | DK | RA300 | Wind | GW | NECP | est | 2027 | 9.324 | 0 | 0
Denmark | DK | RA300 | Wind | GW | NECP | est | 2028 | 9.673 | 0 | 0
Denmark | DK | RA300 | Wind | GW | NECP | est | 2029 | 10.626 | 0 | 0
Denmark | DK | RA300 | Wind | GW | NECP | est | 2030 | 10.147 | 0 | 0
Denmark | DK | RA400 | Solar | GW | NECP | est | 2021 | 2.248 | 0 | 0
Denmark | DK | RA400 | Solar | GW | NECP | est | 2022 | 2.671 | 0 | 0
Denmark | DK | RA400 | Solar | GW | NECP | est | 2023 | 3.096 | 0 | 0
Denmark | DK | RA400 | Solar | GW | NECP | est | 2024 | 3.522 | 0 | 0
Denmark | DK | RA400 | Solar | GW | NECP | est | 2025 | 3.902 | 0 | 0
Denmark | DK | RA400 | Solar | GW | NECP | est | 2026 | 4.237 | 0 | 0
Denmark | DK | RA400 | Solar | GW | NECP | est | 2027 | 4.576 | 0 | 0
Denmark | DK | RA400 | Solar | GW | NECP | est | 2028 | 4.923 | 0 | 0
Denmark | DK | RA400 | Solar | GW | NECP | est | 2029 | 6.492 | 0 | 0
Denmark | DK | RA400 | Solar | GW | NECP | est | 2030 | 7.842 | 0 | 0
Denmark | DK | RA300 | Wind | GW | KLIMAAVTALE | target | 2022 | 6.4 | 1 | 0
Denmark | DK | RA300 | Wind | GW | KLIMAAVTALE | target | 2030 | 12.2 | 1 | 0
Denmark | DK | RA300 | Wind | GW | KLIMAAVTALE | target | 2050 |  | 1 | 0
Denmark | DK | RA310 | Wind on shore | GW | KLIMAAVTALE | target | 2022 | 4.1 | 1 | 0
Denmark | DK | RA310 | Wind on shore | GW | KLIMAAVTALE | target | 2030 | 8.2 | 1 | 0
Denmark | DK | RA320 | Wind off shore | GW | KLIMAAVTALE | target | 2022 | 2.3 | 1 | 0
Denmark | DK | RA320 | Wind off shore | GW | KLIMAAVTALE | target | 2030 | 4 | 1 | 0
Denmark | DK | RA320 | Wind off shore | GW | KLIMAAVTALE | target | 2050 | 35 | 1 | 0
Denmark | DK | RA400 | Solar | GW | KLIMAAVTALE | target | 2022 | 2 | 1 | 0
Denmark | DK | RA400 | Solar | GW | KLIMAAVTALE | target | 2030 | 20 | 1 | 0
Denmark | DK | RA420 | Solar photovoltaic | GW | KLIMAAVTALE | target | 2022 | 2 | 1 | 0
Denmark | DK | RA420 | Solar photovoltaic | GW | KLIMAAVTALE | target | 2030 | 20 | 1 | 0
Estonia | EE | RA400 | Solar | GW | EU | est | 2020 | 0.1 | 0 | 0
Estonia | EE | RA400 | Solar | GW | EU | est | 2030 | 0.415 | 0 | 0
Estonia | EE | RA300 | Wind | GW | EU | est | 2020 | 0.31 | 0 | 0
Estonia | EE | RA300 | Wind | GW | EU | est | 2030 | 2.03 | 0 | 0
Finland | FI | RA300 | Wind | TWh | NECP | WEM | 2022 | 17 | 0 | 0
Finland | FI | RA300 | Wind | TWh | NECP | WEM | 2025 | 25 | 0 | 0
Finland | FI | RA300 | Wind | TWh | NECP | WEM | 2027 | 28 | 0 | 0
Finland | FI | RA300 | Wind | TWh | NECP | WEM | 2030 | 33 | 0 | 0
Finland | FI | RA400 | Solar | TWh | NECP | WEM | 2022 | 1 | 0 | 0
Finland | FI | RA400 | Solar | TWh | NECP | WEM | 2025 | 2 | 0 | 0
Finland | FI | RA400 | Solar | TWh | NECP | WEM | 2027 | 4 | 0 | 0
Finland | FI | RA400 | Solar | TWh | NECP | WEM | 2030 | 6 | 0 | 0
France | FR | RA420 | Solar photovoltaic | GW | NECP | EPP3 | 2022 | 15.9 | 1 | 0
France | FR | RA420 | Solar photovoltaic | GW | NECP | EPP3 | 2030 | 57 | 1 | 0
France | FR | RA420 | Solar photovoltaic | GW | NECP | EPP3 | 2035 | 87.5 | 1 | 0
France | FR | RA310 | Wind on shore | GW | NECP | EPP3 | 2022 | 20.6 | 1 | 0
France | FR | RA310 | Wind on shore | GW | NECP | EPP3 | 2030 | 34 | 1 | 0
France | FR | RA310 | Wind on shore | GW | NECP | EPP3 | 2035 | 52.5 | 1 | 0
France | FR | RA320 | Wind off shore | GW | NECP | EPP3 | 2022 | 0.5 | 1 | 0
France | FR | RA320 | Wind off shore | GW | NECP | EPP3 | 2030 | 3.6 | 1 | 0
France | FR | RA320 | Wind off shore | GW | NECP | EPP3 | 2035 | 18 | 1 | 0
France | FR | RA300 | Wind | GW | NECP | EPP3 | 2022 | 21.1 | 1 | 0
France | FR | RA300 | Wind | GW | NECP | EPP3 | 2030 | 37.6 | 1 | 0
France | FR | RA300 | Wind | GW | NECP | EPP3 | 2035 | 70.5 | 1 | 0
France | FR | RA400 | Solar | GW | NECP | EPP3 | 2022 | 15.9 | 1 | 0
France | FR | RA400 | Solar | GW | NECP | EPP3 | 2030 | 57 | 1 | 0
France | FR | RA400 | Solar | GW | NECP | EPP3 | 2035 | 87.5 | 1 | 0
Germany | DE | RA300 | Wind | GW | NECP | ref | 2005 | 18.248 | 0 | 0
Germany | DE | RA300 | Wind | GW | NECP | ref | 2010 | 26.903 | 0 | 0
Germany | DE | RA300 | Wind | GW | NECP | ref | 2015 | 44.58 | 0 | 0
Germany | DE | RA300 | Wind | GW | NECP | ref | 2020 | 63.735 | 0 | 0
Germany | DE | RA300 | Wind | GW | NECP | ref | 2025 | 66.2594 | 0 | 0
Germany | DE | RA300 | Wind | GW | NECP | ref | 2030 | 75.086 | 0 | 0
Germany | DE | RA300 | Wind | GW | NECP | ref | 2035 | 82.321 | 0 | 0
Germany | DE | RA300 | Wind | GW | NECP | ref | 2040 | 83.019 | 0 | 0
Germany | DE | RA310 | Wind on shore | GW | NECP | ref | 2005 | 18.248 | 0 | 0
Germany | DE | RA310 | Wind on shore | GW | NECP | ref | 2010 | 26.823 | 0 | 0
Germany | DE | RA310 | Wind on shore | GW | NECP | ref | 2015 | 41.297 | 0 | 0
Germany | DE | RA310 | Wind on shore | GW | NECP | ref | 2020 | 56.031 | 0 | 0
Germany | DE | RA310 | Wind on shore | GW | NECP | ref | 2025 | 55.4554 | 0 | 0
Germany | DE | RA310 | Wind on shore | GW | NECP | ref | 2030 | 60.082 | 0 | 0
Germany | DE | RA310 | Wind on shore | GW | NECP | ref | 2035 | 64.111 | 0 | 0
Germany | DE | RA310 | Wind on shore | GW | NECP | ref | 2040 | 67.319 | 0 | 0
Germany | DE | RA320 | Wind off shore | GW | NECP | ref | 2005 | 0 | 0 | 0
Germany | DE | RA320 | Wind off shore | GW | NECP | ref | 2010 | 0.08 | 0 | 0
Germany | DE | RA320 | Wind off shore | GW | NECP | ref | 2015 | 3.283 | 0 | 0
Germany | DE | RA320 | Wind off shore | GW | NECP | ref | 2020 | 7.704 | 0 | 0
Germany | DE | RA320 | Wind off shore | GW | NECP | ref | 2025 | 10.804 | 0 | 0
Germany | DE | RA320 | Wind off shore | GW | NECP | ref | 2030 | 15.004 | 0 | 0
Germany | DE | RA320 | Wind off shore | GW | NECP | ref | 2035 | 18.21 | 0 | 0
Germany | DE | RA320 | Wind off shore | GW | NECP | ref | 2040 | 15.7 | 0 | 0
Germany | DE | RA300 | Wind | GW | NECP | KSP | 2005 | 18.248 | 0 | 0
Germany | DE | RA300 | Wind | GW | NECP | KSP | 2010 | 26.903 | 0 | 0
Germany | DE | RA300 | Wind | GW | NECP | KSP | 2015 | 44.58 | 0 | 0
Germany | DE | RA300 | Wind | GW | NECP | KSP | 2020 | 62.528 | 0 | 0
Germany | DE | RA300 | Wind | GW | NECP | KSP | 2025 | 72.833 | 0 | 0
Germany | DE | RA300 | Wind | GW | NECP | KSP | 2030 | 90.895 | 0 | 0
Germany | DE | RA300 | Wind | GW | NECP | KSP | 2035 | 116.808 | 0 | 0
Germany | DE | RA300 | Wind | GW | NECP | KSP | 2040 | 150.196 | 0 | 0
Germany | DE | RA310 | Wind on shore | GW | NECP | KSP | 2005 | 18.248 | 0 | 0
Germany | DE | RA310 | Wind on shore | GW | NECP | KSP | 2010 | 26.823 | 0 | 0
Germany | DE | RA310 | Wind on shore | GW | NECP | KSP | 2015 | 41.297 | 0 | 0
Germany | DE | RA310 | Wind on shore | GW | NECP | KSP | 2020 | 54.832 | 0 | 0
Germany | DE | RA310 | Wind on shore | GW | NECP | KSP | 2025 | 62.037 | 0 | 0
Germany | DE | RA310 | Wind on shore | GW | NECP | KSP | 2030 | 70.899 | 0 | 0
Germany | DE | RA310 | Wind on shore | GW | NECP | KSP | 2035 | 82.009 | 0 | 0
Germany | DE | RA310 | Wind on shore | GW | NECP | KSP | 2040 | 98.846 | 0 | 0
Germany | DE | RA320 | Wind off shore | GW | NECP | KSP | 2005 | 0 | 0 | 0
Germany | DE | RA320 | Wind off shore | GW | NECP | KSP | 2010 | 0.08 | 0 | 0
Germany | DE | RA320 | Wind off shore | GW | NECP | KSP | 2015 | 3.283 | 0 | 0
Germany | DE | RA320 | Wind off shore | GW | NECP | KSP | 2020 | 7.696 | 0 | 0
Germany | DE | RA320 | Wind off shore | GW | NECP | KSP | 2025 | 10.796 | 0 | 0
Germany | DE | RA320 | Wind off shore | GW | NECP | KSP | 2030 | 19.996 | 0 | 0
Germany | DE | RA320 | Wind off shore | GW | NECP | KSP | 2035 | 34.799 | 0 | 0
Germany | DE | RA320 | Wind off shore | GW | NECP | KSP | 2040 | 51.35 | 0 | 0
Germany | DE | RA400 | Solar | GW | NECP | ref | 2005 | 2.056 | 0 | 0
Germany | DE | RA400 | Solar | GW | NECP | ref | 2010 | 18.006 | 0 | 0
Germany | DE | RA400 | Solar | GW | NECP | ref | 2015 | 39.224 | 0 | 0
Germany | DE | RA400 | Solar | GW | NECP | ref | 2020 | 49.873 | 0 | 0
Germany | DE | RA400 | Solar | GW | NECP | ref | 2025 | 61.968 | 0 | 0
Germany | DE | RA400 | Solar | GW | NECP | ref | 2030 | 71.88 | 0 | 0
Germany | DE | RA400 | Solar | GW | NECP | ref | 2035 | 74.498 | 0 | 0
Germany | DE | RA400 | Solar | GW | NECP | ref | 2040 | 82.927 | 0 | 0
Germany | DE | RA400 | Solar | GW | NECP | KSP | 2005 | 2.056 | 0 | 0
Germany | DE | RA400 | Solar | GW | NECP | KSP | 2010 | 18.006 | 0 | 0
Germany | DE | RA400 | Solar | GW | NECP | KSP | 2015 | 39.224 | 0 | 0
Germany | DE | RA400 | Solar | GW | NECP | KSP | 2020 | 51.568 | 0 | 0
Germany | DE | RA400 | Solar | GW | NECP | KSP | 2025 | 81.013 | 0 | 0
Germany | DE | RA400 | Solar | GW | NECP | KSP | 2030 | 97.924 | 0 | 0
Germany | DE | RA400 | Solar | GW | NECP | KSP | 2035 | 120.044 | 0 | 0
Germany | DE | RA400 | Solar | GW | NECP | KSP | 2040 | 146.358 | 0 | 0
Germany | DE | TOTAL | Total | GW | NECP | ref | 2005 | 122.626 | 0 | 0
Germany | DE | TOTAL | Total | GW | NECP | ref | 2010 | 155.636 | 0 | 0
Germany | DE | TOTAL | Total | GW | NECP | ref | 2015 | 190.288 | 0 | 0
Germany | DE | TOTAL | Total | GW | NECP | ref | 2020 | 200.307 | 0 | 0
Germany | DE | TOTAL | Total | GW | NECP | ref | 2025 | 203.476 | 0 | 0
Germany | DE | TOTAL | Total | GW | NECP | ref | 2030 | 221.733 | 0 | 0
Germany | DE | TOTAL | Total | GW | NECP | ref | 2035 | 224.718 | 0 | 0
Germany | DE | TOTAL | Total | GW | NECP | ref | 2040 | 231.303 | 0 | 0
Germany | DE | TOTAL | Total | GW | NECP | KSP | 2005 | 122.626 | 0 | 0
Germany | DE | TOTAL | Total | GW | NECP | KSP | 2010 | 155.636 | 0 | 0
Germany | DE | TOTAL | Total | GW | NECP | KSP | 2015 | 190.288 | 0 | 0
Germany | DE | TOTAL | Total | GW | NECP | KSP | 2020 | 201228 | 0 | 0
Germany | DE | TOTAL | Total | GW | NECP | KSP | 2025 | 219.104 | 0 | 0
Germany | DE | TOTAL | Total | GW | NECP | KSP | 2030 | 255.137 | 0 | 0
Germany | DE | TOTAL | Total | GW | NECP | KSP | 2035 | 293.704 | 0 | 0
Germany | DE | TOTAL | Total | GW | NECP | KSP | 2040 | 347.921 | 0 | 0
Germany | DE | RA300 | Wind | GW | BWE | target | 2030 | 145 | 1 | 0
Germany | DE | RA300 | Wind | GW | BWE | target | 2035 | 177.5 | 1 | 0
Germany | DE | RA300 | Wind | GW | BWE | target | 2040 | 215 | 1 | 0
Germany | DE | RA300 | Wind | GW | BWE | target | 2045 | 230 | 1 | 0
Germany | DE | RA310 | Wind on shore | GW | BWE | target | 2030 | 115 | 1 | 0
Germany | DE | RA310 | Wind on shore | GW | BWE | target | 2040 | 160 | 1 | 0
Germany | DE | RA320 | Wind off shore | GW | BWE | target | 2030 | 30 | 1 | 0
Germany | DE | RA320 | Wind off shore | GW | BWE | target | 2035 | 40 | 1 | 0
Germany | DE | RA320 | Wind off shore | GW | BWE | target | 2045 | 70 | 1 | 0
Germany | DE | RA400 | Solar | GW | BWK | target | 2022 | 63 | 1 | 0
Germany | DE | RA400 | Solar | GW | BWK | target | 2024 | 88 | 1 | 0
Germany | DE | RA400 | Solar | GW | BWK | target | 2026 | 128 | 1 | 0
Germany | DE | RA400 | Solar | GW | BWK | target | 2028 | 172 | 1 | 0
Germany | DE | RA400 | Solar | GW | BWK | target | 2030 | 215 | 1 | 0
Germany | DE | RA420 | Solar photovoltaic | GW | BWK | target | 2022 | 63 | 1 | 0
Germany | DE | RA420 | Solar photovoltaic | GW | BWK | target | 2024 | 88 | 1 | 0
Germany | DE | RA420 | Solar photovoltaic | GW | BWK | target | 2026 | 128 | 1 | 0
Germany | DE | RA420 | Solar photovoltaic | GW | BWK | target | 2028 | 172 | 1 | 0
Germany | DE | RA420 | Solar photovoltaic | GW | BWK | target | 2030 | 215 | 1 | 0
Greece | EL | RA310 | Wind on shore | GW | NECP | Model | 2022 | 4.702 | 0 | 0
Greece | EL | RA310 | Wind on shore | GW | NECP | Model | 2025 | 7 | 0 | 0
Greece | EL | RA310 | Wind on shore | GW | NECP | Model | 2030 | 8.9 | 0 | 0
Greece | EL | RA310 | Wind on shore | GW | NECP | Model | 2035 | 9.5 | 0 | 0
Greece | EL | RA310 | Wind on shore | GW | NECP | Model | 2040 | 11 | 0 | 0
Greece | EL | RA310 | Wind on shore | GW | NECP | Model | 2045 | 13 | 0 | 0
Greece | EL | RA310 | Wind on shore | GW | NECP | Model | 2050 | 13 | 0 | 0
Greece | EL | RA320 | Wind off shore | GW | NECP | Model | 2022 | 0 | 0 | 0
Greece | EL | RA320 | Wind off shore | GW | NECP | Model | 2025 | 0 | 0 | 0
Greece | EL | RA320 | Wind off shore | GW | NECP | Model | 2030 | 1.9 | 0 | 0
Greece | EL | RA320 | Wind off shore | GW | NECP | Model | 2035 | 3.9 | 0 | 0
Greece | EL | RA320 | Wind off shore | GW | NECP | Model | 2040 | 5.787 | 0 | 0
Greece | EL | RA320 | Wind off shore | GW | NECP | Model | 2045 | 8.23 | 0 | 0
Greece | EL | RA320 | Wind off shore | GW | NECP | Model | 2050 | 11.805 | 0 | 0
Greece | EL | RA300 | Wind | GW | NECP | Model | 2022 | 4.702 | 0 | 0
Greece | EL | RA300 | Wind | GW | NECP | Model | 2025 | 8.9 | 0 | 0
Greece | EL | RA300 | Wind | GW | NECP | Model | 2030 | 12.8 | 0 | 0
Greece | EL | RA300 | Wind | GW | NECP | Model | 2035 | 15.287 | 0 | 0
Greece | EL | RA300 | Wind | GW | NECP | Model | 2040 | 19.23 | 0 | 0
Greece | EL | RA300 | Wind | GW | NECP | Model | 2045 | 24.805 | 0 | 0
Greece | EL | RA300 | Wind | GW | NECP | Model | 2050 | 17.702 | 0 | 0
Greece | EL | RA400 | Solar | GW | NECP | Model | 2022 | 5.43 | 0 | 0
Greece | EL | RA400 | Solar | GW | NECP | Model | 2025 | 8.5 | 0 | 0
Greece | EL | RA400 | Solar | GW | NECP | Model | 2030 | 13.5 | 0 | 0
Greece | EL | RA400 | Solar | GW | NECP | Model | 2035 | 18.5 | 0 | 0
Greece | EL | RA400 | Solar | GW | NECP | Model | 2040 | 26 | 0 | 0
Greece | EL | RA400 | Solar | GW | NECP | Model | 2045 | 30.619 | 0 | 0
Greece | EL | RA400 | Solar | GW | NECP | Model | 2050 | 35.051 | 0 | 0
Greece | EL | RA420 | Solar photovoltaic | GW | NECP | Model | 2022 | 5.43 | 0 | 0
Greece | EL | RA420 | Solar photovoltaic | GW | NECP | Model | 2025 | 8.5 | 0 | 0
Greece | EL | RA420 | Solar photovoltaic | GW | NECP | Model | 2030 | 13.5 | 0 | 0
Greece | EL | RA420 | Solar photovoltaic | GW | NECP | Model | 2035 | 18.5 | 0 | 0
Greece | EL | RA420 | Solar photovoltaic | GW | NECP | Model | 2040 | 26 | 0 | 0
Greece | EL | RA420 | Solar photovoltaic | GW | NECP | Model | 2045 | 30.619 | 0 | 0
Greece | EL | RA420 | Solar photovoltaic | GW | NECP | Model | 2050 | 35.051 | 0 | 0
Hungary | HU | RA300 | Wind | GW | NECP | ref | 2021 | 0.324 | 0 | 0
Hungary | HU | RA300 | Wind | GW | NECP | ref | 2022 | 0.324 | 0 | 0
Hungary | HU | RA300 | Wind | GW | NECP | ref | 2023 | 0.434 | 0 | 0
Hungary | HU | RA300 | Wind | GW | NECP | ref | 2024 | 0.545 | 0 | 0
Hungary | HU | RA300 | Wind | GW | NECP | ref | 2025 | 0.655 | 0 | 0
Hungary | HU | RA300 | Wind | GW | NECP | ref | 2026 | 0.74 | 0 | 0
Hungary | HU | RA300 | Wind | GW | NECP | ref | 2027 | 0.825 | 0 | 0
Hungary | HU | RA300 | Wind | GW | NECP | ref | 2028 | 0.91 | 0 | 0
Hungary | HU | RA300 | Wind | GW | NECP | ref | 2029 | 0.995 | 0 | 0
Hungary | HU | RA300 | Wind | GW | NECP | WAM | 2030 | 1.08 | 0 | 0
Hungary | HU | RA300 | Wind | GW | NECP | WAM | 2040 | 2 | 0 | 0
Hungary | HU | RA300 | Wind | GW | NECP | WAM | 2050 | 3 | 0 | 0
Hungary | HU | RA300 | Wind | GW | NECP | WEM | 2030 | 0.4 | 0 | 0
Hungary | HU | RA300 | Wind | GW | NECP | WEM | 2040 | 0.7 | 0 | 0
Hungary | HU | RA300 | Wind | GW | NECP | WEM | 2050 | 0.7 | 0 | 0
Hungary | HU | RA420 | Solar photovoltaic | GW | NECP | ref | 2021 | 2.968 | 0 | 0
Hungary | HU | RA420 | Solar photovoltaic | GW | NECP | ref | 2022 | 4.235 | 0 | 0
Hungary | HU | RA420 | Solar photovoltaic | GW | NECP | ref | 2023 | 5.456 | 0 | 0
Hungary | HU | RA420 | Solar photovoltaic | GW | NECP | ref | 2024 | 6.676 | 0 | 0
Hungary | HU | RA420 | Solar photovoltaic | GW | NECP | ref | 2025 | 7.897 | 0 | 0
Hungary | HU | RA420 | Solar photovoltaic | GW | NECP | ref | 2026 | 8.718 | 0 | 0
Hungary | HU | RA420 | Solar photovoltaic | GW | NECP | ref | 2027 | 9.538 | 0 | 0
Hungary | HU | RA420 | Solar photovoltaic | GW | NECP | ref | 2028 | 10.359 | 0 | 0
Hungary | HU | RA420 | Solar photovoltaic | GW | NECP | ref | 2029 | 11.179 | 0 | 0
Hungary | HU | RA420 | Solar photovoltaic | GW | NECP | WAM | 2030 | 12 | 0 | 0
Hungary | HU | RA420 | Solar photovoltaic | GW | NECP | WAM | 2040 | 12 | 0 | 0
Hungary | HU | RA420 | Solar photovoltaic | GW | NECP | WAM | 2050 | 12.4 | 0 | 0
Hungary | HU | RA420 | Solar photovoltaic | GW | NECP | WEM | 2030 | 9.8 | 0 | 0
Hungary | HU | RA420 | Solar photovoltaic | GW | NECP | WEM | 2040 | 9.8 | 0 | 0
Hungary | HU | RA420 | Solar photovoltaic | GW | NECP | WEM | 2050 | 8 | 0 | 0
Hungary | HU | RA400 | Solar | GW | NECP | ref | 2021 | 2.968 | 0 | 0
Hungary | HU | RA400 | Solar | GW | NECP | ref | 2022 | 4.235 | 0 | 0
Hungary | HU | RA400 | Solar | GW | NECP | ref | 2023 | 5.456 | 0 | 0
Hungary | HU | RA400 | Solar | GW | NECP | ref | 2024 | 6.676 | 0 | 0
Hungary | HU | RA400 | Solar | GW | NECP | ref | 2025 | 7.897 | 0 | 0
Hungary | HU | RA400 | Solar | GW | NECP | ref | 2026 | 8.718 | 0 | 0
Hungary | HU | RA400 | Solar | GW | NECP | ref | 2027 | 9.538 | 0 | 0
Hungary | HU | RA400 | Solar | GW | NECP | ref | 2028 | 10.359 | 0 | 0
Hungary | HU | RA400 | Solar | GW | NECP | ref | 2029 | 11.179 | 0 | 0
Hungary | HU | RA400 | Solar | GW | NECP | WAM | 2030 | 12 | 0 | 0
Hungary | HU | RA400 | Solar | GW | NECP | WAM | 2040 | 12 | 0 | 0
Hungary | HU | RA400 | Solar | GW | NECP | WAM | 2050 | 12.4 | 0 | 0
Hungary | HU | RA400 | Solar | GW | NECP | WEM | 2030 | 9.8 | 0 | 0
Hungary | HU | RA400 | Solar | GW | NECP | WEM | 2040 | 9.8 | 0 | 0
Hungary | HU | RA400 | Solar | GW | NECP | WEM | 2050 | 8 | 0 | 0
Italy | IT | RA300 | Wind | GW | NECP | ref | 2021 | 11.29 | 0 | 0
Italy | IT | RA300 | Wind | GW | NECP | ref | 2022 | 11.858 | 0 | 0
Italy | IT | RA300 | Wind | GW | NECP | ref | 2025 | 15.823 | 0 | 0
Italy | IT | RA300 | Wind | GW | NECP | ref | 2030 | 28.14 | 0 | 0
Italy | IT | RA320 | Wind off shore | GW | NECP | ref | 2021 | 0 | 0 | 0
Italy | IT | RA320 | Wind off shore | GW | NECP | ref | 2022 | 0 | 0 | 0
Italy | IT | RA320 | Wind off shore | GW | NECP | ref | 2025 | 0 | 0 | 0
Italy | IT | RA320 | Wind off shore | GW | NECP | ref | 2030 | 2.1 | 0 | 0
Italy | IT | RA400 | Solar | GW | NECP | ref | 2021 | 22.594 | 0 | 0
Italy | IT | RA400 | Solar | GW | NECP | ref | 2022 | 25.064 | 0 | 0
Italy | IT | RA400 | Solar | GW | NECP | ref | 2025 | 44.173 | 0 | 0
Italy | IT | RA400 | Solar | GW | NECP | ref | 2030 | 79.253 | 0 | 0
Italy | IT | RA310 | Wind on shore | GW | NECP | ref | 2021 | 11.29 | 0 | 0
Italy | IT | RA310 | Wind on shore | GW | NECP | ref | 2022 | 11.858 | 0 | 0
Italy | IT | RA310 | Wind on shore | GW | NECP | ref | 2025 | 15.823 | 0 | 0
Italy | IT | RA310 | Wind on shore | GW | NECP | ref | 2030 | 26.04 | 0 | 0
Ireland | IE | RA310 | Wind on shore | GW | NECP | WEM | 2021 | 4.333 | 0 | 0
Ireland | IE | RA310 | Wind on shore | GW | NECP | WEM | 2022 | 5.007 | 0 | 0
Ireland | IE | RA310 | Wind on shore | GW | NECP | WEM | 2023 | 5.193 | 0 | 0
Ireland | IE | RA310 | Wind on shore | GW | NECP | WEM | 2024 | 5.318 | 0 | 0
Ireland | IE | RA310 | Wind on shore | GW | NECP | WEM | 2025 | 5.568 | 0 | 0
Ireland | IE | RA310 | Wind on shore | GW | NECP | WEM | 2026 | 5.818 | 0 | 0
Ireland | IE | RA310 | Wind on shore | GW | NECP | WEM | 2027 | 6.068 | 0 | 0
Ireland | IE | RA310 | Wind on shore | GW | NECP | WEM | 2028 | 6.318 | 0 | 0
Ireland | IE | RA310 | Wind on shore | GW | NECP | WEM | 2029 | 6.568 | 0 | 0
Ireland | IE | RA310 | Wind on shore | GW | NECP | WEM | 2030 | 6.818 | 0 | 0
Ireland | IE | RA310 | Wind on shore | GW | NECP | WEM | 2040 | 7.968 | 0 | 0
Ireland | IE | RA310 | Wind on shore | GW | NECP | WEM | 2050 | 8.968 | 0 | 0
Ireland | IE | RA320 | Wind off shore | GW | NECP | WEM | 2021 | 0.025 | 0 | 0
Ireland | IE | RA320 | Wind off shore | GW | NECP | WEM | 2022 | 0.025 | 0 | 0
Ireland | IE | RA320 | Wind off shore | GW | NECP | WEM | 2023 | 0.025 | 0 | 0
Ireland | IE | RA320 | Wind off shore | GW | NECP | WEM | 2024 | 0.025 | 0 | 0
Ireland | IE | RA320 | Wind off shore | GW | NECP | WEM | 2025 | 0.025 | 0 | 0
Ireland | IE | RA320 | Wind off shore | GW | NECP | WEM | 2026 | 0.025 | 0 | 0
Ireland | IE | RA320 | Wind off shore | GW | NECP | WEM | 2027 | 0.025 | 0 | 0
Ireland | IE | RA320 | Wind off shore | GW | NECP | WEM | 2028 | 0.025 | 0 | 0
Ireland | IE | RA320 | Wind off shore | GW | NECP | WEM | 2029 | 0.85 | 0 | 0
Ireland | IE | RA320 | Wind off shore | GW | NECP | WEM | 2030 | 2.65 | 0 | 0
Ireland | IE | RA320 | Wind off shore | GW | NECP | WEM | 2040 | 6.65 | 0 | 0
Ireland | IE | RA320 | Wind off shore | GW | NECP | WEM | 2050 | 10.15 | 0 | 0
Ireland | IE | RA300 | Wind | GW | NECP | WEM | 2021 | 4.358 | 0 | 0
Ireland | IE | RA300 | Wind | GW | NECP | WEM | 2022 | 5.032 | 0 | 0
Ireland | IE | RA300 | Wind | GW | NECP | WEM | 2023 | 5.218 | 0 | 0
Ireland | IE | RA300 | Wind | GW | NECP | WEM | 2024 | 5.343 | 0 | 0
Ireland | IE | RA300 | Wind | GW | NECP | WEM | 2025 | 5.593 | 0 | 0
Ireland | IE | RA300 | Wind | GW | NECP | WEM | 2026 | 5.843 | 0 | 0
Ireland | IE | RA300 | Wind | GW | NECP | WEM | 2027 | 6.093 | 0 | 0
Ireland | IE | RA300 | Wind | GW | NECP | WEM | 2028 | 6.343 | 0 | 0
Ireland | IE | RA300 | Wind | GW | NECP | WEM | 2029 | 7.418 | 0 | 0
Ireland | IE | RA300 | Wind | GW | NECP | WEM | 2030 | 9.468 | 0 | 0
Ireland | IE | RA300 | Wind | GW | NECP | WEM | 2040 | 14.618 | 0 | 0
Ireland | IE | RA300 | Wind | GW | NECP | WEM | 2050 | 19.118 | 0 | 0
Ireland | IE | RA420 | Solar photovoltaic | GW | NECP | WEM | 2021 | 0.075 | 0 | 0
Ireland | IE | RA420 | Solar photovoltaic | GW | NECP | WEM | 2022 | 0.371 | 0 | 0
Ireland | IE | RA420 | Solar photovoltaic | GW | NECP | WEM | 2023 | 0.534 | 0 | 0
Ireland | IE | RA420 | Solar photovoltaic | GW | NECP | WEM | 2024 | 1.14 | 0 | 0
Ireland | IE | RA420 | Solar photovoltaic | GW | NECP | WEM | 2025 | 2.151 | 0 | 0
Ireland | IE | RA420 | Solar photovoltaic | GW | NECP | WEM | 2026 | 2.2524 | 0 | 0
Ireland | IE | RA420 | Solar photovoltaic | GW | NECP | WEM | 2027 | 3.544 | 0 | 0
Ireland | IE | RA420 | Solar photovoltaic | GW | NECP | WEM | 2028 | 4.079 | 0 | 0
Ireland | IE | RA420 | Solar photovoltaic | GW | NECP | WEM | 2029 | 4.864 | 0 | 0
Ireland | IE | RA420 | Solar photovoltaic | GW | NECP | WEM | 2030 | 5.7 | 0 | 0
Ireland | IE | RA420 | Solar photovoltaic | GW | NECP | WEM | 2040 | 7.784 | 0 | 0
Ireland | IE | RA420 | Solar photovoltaic | GW | NECP | WEM | 2050 | 9.784 | 0 | 0
Ireland | IE | RA310 | Wind on shore | GW | NECP | WAM | 2021 | 4.333 | 0 | 0
Ireland | IE | RA310 | Wind on shore | GW | NECP | WAM | 2022 | 5.007 | 0 | 0
Ireland | IE | RA310 | Wind on shore | GW | NECP | WAM | 2023 | 5.193 | 0 | 0
Ireland | IE | RA310 | Wind on shore | GW | NECP | WAM | 2024 | 5.318 | 0 | 0
Ireland | IE | RA310 | Wind on shore | GW | NECP | WAM | 2025 | 5.824 | 0 | 0
Ireland | IE | RA310 | Wind on shore | GW | NECP | WAM | 2026 | 6.065 | 0 | 0
Ireland | IE | RA310 | Wind on shore | GW | NECP | WAM | 2027 | 6.565 | 0 | 0
Ireland | IE | RA310 | Wind on shore | GW | NECP | WAM | 2028 | 6.805 | 0 | 0
Ireland | IE | RA310 | Wind on shore | GW | NECP | WAM | 2029 | 7.105 | 0 | 0
Ireland | IE | RA310 | Wind on shore | GW | NECP | WAM | 2030 | 7.155 | 0 | 0
Ireland | IE | RA310 | Wind on shore | GW | NECP | WAM | 2040 | 9.155 | 0 | 0
Ireland | IE | RA310 | Wind on shore | GW | NECP | WAM | 2050 | 10 | 0 | 0
Ireland | IE | RA320 | Wind off shore | GW | NECP | WAM | 2021 | 0.025 | 0 | 0
Ireland | IE | RA320 | Wind off shore | GW | NECP | WAM | 2022 | 0.025 | 0 | 0
Ireland | IE | RA320 | Wind off shore | GW | NECP | WAM | 2023 | 0.025 | 0 | 0
Ireland | IE | RA320 | Wind off shore | GW | NECP | WAM | 2024 | 0.025 | 0 | 0
Ireland | IE | RA320 | Wind off shore | GW | NECP | WAM | 2025 | 0.025 | 0 | 0
Ireland | IE | RA320 | Wind off shore | GW | NECP | WAM | 2026 | 0.025 | 0 | 0
Ireland | IE | RA320 | Wind off shore | GW | NECP | WAM | 2027 | 0.025 | 0 | 0
Ireland | IE | RA320 | Wind off shore | GW | NECP | WAM | 2028 | 0.85 | 0 | 0
Ireland | IE | RA320 | Wind off shore | GW | NECP | WAM | 2029 | 2.65 | 0 | 0
Ireland | IE | RA320 | Wind off shore | GW | NECP | WAM | 2030 | 4 | 0 | 0
Ireland | IE | RA320 | Wind off shore | GW | NECP | WAM | 2040 | 11.3 | 0 | 0
Ireland | IE | RA320 | Wind off shore | GW | NECP | WAM | 2050 | 18.3 | 0 | 0
Ireland | IE | RA300 | Wind | GW | NECP | WAM | 2021 | 4.358 | 0 | 0
Ireland | IE | RA300 | Wind | GW | NECP | WAM | 2022 | 5.032 | 0 | 0
Ireland | IE | RA300 | Wind | GW | NECP | WAM | 2023 | 5.218 | 0 | 0
Ireland | IE | RA300 | Wind | GW | NECP | WAM | 2024 | 5.343 | 0 | 0
Ireland | IE | RA300 | Wind | GW | NECP | WAM | 2025 | 5.849 | 0 | 0
Ireland | IE | RA300 | Wind | GW | NECP | WAM | 2026 | 6.09 | 0 | 0
Ireland | IE | RA300 | Wind | GW | NECP | WAM | 2027 | 6.59 | 0 | 0
Ireland | IE | RA300 | Wind | GW | NECP | WAM | 2028 | 7.655 | 0 | 0
Ireland | IE | RA300 | Wind | GW | NECP | WAM | 2029 | 9.755 | 0 | 0
Ireland | IE | RA300 | Wind | GW | NECP | WAM | 2030 | 11.155 | 0 | 0
Ireland | IE | RA300 | Wind | GW | NECP | WAM | 2040 | 20.455 | 0 | 0
Ireland | IE | RA300 | Wind | GW | NECP | WAM | 2050 | 28.3 | 0 | 0
Ireland | IE | RA420 | Solar photovoltaic | GW | NECP | WAM | 2021 | 0.075 | 0 | 0
Ireland | IE | RA420 | Solar photovoltaic | GW | NECP | WAM | 2022 | 0.371 | 0 | 0
Ireland | IE | RA420 | Solar photovoltaic | GW | NECP | WAM | 2023 | 0.56 | 0 | 0
Ireland | IE | RA420 | Solar photovoltaic | GW | NECP | WAM | 2024 | 1.194 | 0 | 0
Ireland | IE | RA420 | Solar photovoltaic | GW | NECP | WAM | 2025 | 2.249 | 0 | 0
Ireland | IE | RA420 | Solar photovoltaic | GW | NECP | WAM | 2026 | 2.687 | 0 | 0
Ireland | IE | RA420 | Solar photovoltaic | GW | NECP | WAM | 2027 | 3.575 | 0 | 0
Ireland | IE | RA420 | Solar photovoltaic | GW | NECP | WAM | 2028 | 4.192 | 0 | 0
Ireland | IE | RA420 | Solar photovoltaic | GW | NECP | WAM | 2029 | 5.324 | 0 | 0
Ireland | IE | RA420 | Solar photovoltaic | GW | NECP | WAM | 2030 | 6.5 | 0 | 0
Ireland | IE | RA420 | Solar photovoltaic | GW | NECP | WAM | 2040 | 9.45 | 0 | 0
Ireland | IE | RA420 | Solar photovoltaic | GW | NECP | WAM | 2050 | 12 | 0 | 0
Latvia | LV | RA300 | Wind | GW | NECP | est | 2005 | 0.03 | 0 | 0
Latvia | LV | RA300 | Wind | GW | NECP | est | 2010 | 0.03 | 0 | 0
Latvia | LV | RA300 | Wind | GW | NECP | est | 2015 | 0.07 | 0 | 0
Latvia | LV | RA300 | Wind | GW | NECP | est | 2020 | 0.08 | 0 | 0
Latvia | LV | RA300 | Wind | GW | NECP | est | 2025 | 0.16 | 0 | 0
Latvia | LV | RA300 | Wind | GW | NECP | est | 2030 | 0.95 | 0 | 0
Latvia | LV | RA300 | Wind | GW | NECP | est | 2035 | 0.95 | 0 | 0
Latvia | LV | RA300 | Wind | GW | NECP | est | 2040 | 0.95 | 0 | 0
Latvia | LV | RA400 | Solar | GW | NECP | est | 2005 | 0 | 0 | 0
Latvia | LV | RA400 | Solar | GW | NECP | est | 2010 | 0 | 0 | 0
Latvia | LV | RA400 | Solar | GW | NECP | est | 2015 | 0 | 0 | 0
Latvia | LV | RA400 | Solar | GW | NECP | est | 2020 | 0 | 0 | 0
Latvia | LV | RA400 | Solar | GW | NECP | est | 2025 | 0.66 | 0 | 0
Latvia | LV | RA400 | Solar | GW | NECP | est | 2030 | 0.7 | 0 | 0
Latvia | LV | RA400 | Solar | GW | NECP | est | 2035 | 0.7 | 0 | 0
Latvia | LV | RA400 | Solar | GW | NECP | est | 2040 | 0.78 | 0 | 0
Lithuania | LT | RA300 | Wind | GW | NECP | ref | 2021 | 0 | 0 | 0
Lithuania | LT | RA300 | Wind | GW | NECP | ref | 2022 | 0 | 0 | 0
Lithuania | LT | RA300 | Wind | GW | NECP | ref | 2023 | 0.12 | 0 | 0
Lithuania | LT | RA300 | Wind | GW | NECP | ref | 2024 | 0.412 | 0 | 0
Lithuania | LT | RA300 | Wind | GW | NECP | ref | 2025 | 0.692 | 0 | 0
Lithuania | LT | RA300 | Wind | GW | NECP | ref | 2026 | 0.972 | 0 | 0
Lithuania | LT | RA300 | Wind | GW | NECP | ref | 2027 | 0.972 | 0 | 0
Lithuania | LT | RA300 | Wind | GW | NECP | ref | 2028 | 1.332 | 0 | 0
Lithuania | LT | RA300 | Wind | GW | NECP | ref | 2029 | 1.332 | 0 | 0
Lithuania | LT | RA300 | Wind | GW | NECP | ref | 2030 | 1.332 | 0 | 0
Lithuania | LT | RA400 | Solar | GW | NECP | ref | 2021 | 0.015 | 0 | 0
Lithuania | LT | RA400 | Solar | GW | NECP | ref | 2022 | 0.018 | 0 | 0
Lithuania | LT | RA400 | Solar | GW | NECP | ref | 2023 | 0.096 | 0 | 0
Lithuania | LT | RA400 | Solar | GW | NECP | ref | 2024 | 0.222 | 0 | 0
Lithuania | LT | RA400 | Solar | GW | NECP | ref | 2025 | 0.357 | 0 | 0
Lithuania | LT | RA400 | Solar | GW | NECP | ref | 2026 | 0.522 | 0 | 0
Lithuania | LT | RA400 | Solar | GW | NECP | ref | 2027 | 0.657 | 0 | 0
Lithuania | LT | RA400 | Solar | GW | NECP | ref | 2028 | 0.792 | 0 | 0
Lithuania | LT | RA400 | Solar | GW | NECP | ref | 2029 | 0.792 | 0 | 0
Lithuania | LT | RA400 | Solar | GW | NECP | ref | 2030 | 0.792 | 0 | 0
Luxembourg | LU | RA300 | Wind | GW | NECP | ref | 2021 | 0.136 | 0 | 0
Luxembourg | LU | RA300 | Wind | GW | NECP | ref | 2022 | 0.143 | 0 | 0
Luxembourg | LU | RA300 | Wind | GW | NECP | ref | 2023 | 0.187 | 0 | 0
Luxembourg | LU | RA300 | Wind | GW | NECP | ref | 2024 | 0.222 | 0 | 0
Luxembourg | LU | RA300 | Wind | GW | NECP | ref | 2025 | 0.304 | 0 | 0
Luxembourg | LU | RA300 | Wind | GW | NECP | ref | 2026 | 0.348 | 0 | 0
Luxembourg | LU | RA300 | Wind | GW | NECP | ref | 2027 | 0.377 | 0 | 0
Luxembourg | LU | RA300 | Wind | GW | NECP | ref | 2028 | 0.393 | 0 | 0
Luxembourg | LU | RA300 | Wind | GW | NECP | ref | 2029 | 0.418 | 0 | 0
Luxembourg | LU | RA300 | Wind | GW | NECP | ref | 2030 | 0.453 | 0 | 0
Luxembourg | LU | RA420 | Solar photovoltaics | GW | NECP | ref | 2021 | 0.277 | 0 | 0
Luxembourg | LU | RA420 | Solar photovoltaics | GW | NECP | ref | 2022 | 0.351 | 0 | 0
Luxembourg | LU | RA420 | Solar photovoltaics | GW | NECP | ref | 2023 | 0.433 | 0 | 0
Luxembourg | LU | RA420 | Solar photovoltaics | GW | NECP | ref | 2024 | 0.533 | 0 | 0
Luxembourg | LU | RA420 | Solar photovoltaics | GW | NECP | ref | 2025 | 0.644 | 0 | 0
Luxembourg | LU | RA420 | Solar photovoltaics | GW | NECP | ref | 2026 | 0.756 | 0 | 0
Luxembourg | LU | RA420 | Solar photovoltaics | GW | NECP | ref | 2027 | 0.867 | 0 | 0
Luxembourg | LU | RA420 | Solar photovoltaics | GW | NECP | ref | 2028 | 0.989 | 0 | 0
Luxembourg | LU | RA420 | Solar photovoltaics | GW | NECP | ref | 2029 | 1.111 | 0 | 0
Luxembourg | LU | RA420 | Solar photovoltaics | GW | NECP | ref | 2030 | 1.236 | 0 | 0
Luxembourg | LU | RA400 | Solar | GW | NECP | ref | 2021 | 0.277 | 0 | 0
Luxembourg | LU | RA400 | Solar | GW | NECP | ref | 2022 | 0.351 | 0 | 0
Luxembourg | LU | RA400 | Solar | GW | NECP | ref | 2023 | 0.433 | 0 | 0
Luxembourg | LU | RA400 | Solar | GW | NECP | ref | 2024 | 0.533 | 0 | 0
Luxembourg | LU | RA400 | Solar | GW | NECP | ref | 2025 | 0.644 | 0 | 0
Luxembourg | LU | RA400 | Solar | GW | NECP | ref | 2026 | 0.756 | 0 | 0
Luxembourg | LU | RA400 | Solar | GW | NECP | ref | 2027 | 0.867 | 0 | 0
Luxembourg | LU | RA400 | Solar | GW | NECP | ref | 2028 | 0.989 | 0 | 0
Luxembourg | LU | RA400 | Solar | GW | NECP | ref | 2029 | 1.111 | 0 | 0
Luxembourg | LU | RA400 | Solar | GW | NECP | ref | 2030 | 1.236 | 0 | 0
Netherlands | NL | RA300 | Wind | GW | NECP | est | 2030 | 23.2 | 0 | 0
Netherlands | NL | RA300 | Wind | GW | NECP | est | 2040 | 28.3 | 0 | 0
Netherlands | NL | RA310 | Wind on shore | GW | NECP | est | 2030 | 7.4 | 0 | 0
Netherlands | NL | RA310 | Wind on shore | GW | NECP | est | 2040 | 7.1 | 0 | 0
Netherlands | NL | RA320 | Wind off shore | GW | NECP | est | 2030 | 15.8 | 0 | 0
Netherlands | NL | RA320 | Wind off shore | GW | NECP | est | 2040 | 21.2 | 0 | 0
Netherlands | NL | RA400 | Solar | GW | NECP | est | 2025 | 22.7 | 0 | 0
Netherlands | NL | RA400 | Solar | GW | NECP | est | 2030 | 25.7 | 0 | 0
Netherlands | NL | RA400 | Solar | GW | NECP | est | 2040 | 42.6 | 0 | 0
Netherlands | NL | RA420 | Solar photovoltaic | GW | NECP | est | 2025 | 22.7 | 0 | 0
Netherlands | NL | RA420 | Solar photovoltaic | GW | NECP | est | 2030 | 25.7 | 0 | 0
Netherlands | NL | RA420 | Solar photovoltaic | GW | NECP | est | 2040 | 42.6 | 0 | 0
Netherlands | NL | RA320 | Wind off shore | GW | NCA | target | 2024 | 5 | 1 | 0
Netherlands | NL | RA320 | Wind off shore | GW | NCA | target | 2030 | 21 | 1 | 0
Netherlands | NL | RA320 | Wind off shore | GW | NCA | target | 2035 | 35 | 1 | 0
Netherlands | NL | RA320 | Wind off shore | GW | NCA | target | 2050 | 70 | 1 | 0
Netherlands | NL | RA400 | Solar | TWh | NCA | target | 2030 | 35 | 1 | 0
Norway | NO | RA300 | Wind | GW | IEA | est | 2021 | 4.929 | 0 | 0
Norway | NO | RA300 | Wind | GW | IEA | est | 2025 | 5.041 | 0 | 0
Norway | NO | RA300 | Wind | GW | IEA | est | 2030 | 5.019 | 0 | 0
Norway | NO | RA320 | Wind off shore | GW | GOV | target | 2040 | 30 | 1 | 0
Norway | NO | RA300 | Solar | GW | IEA | est | 2021 | 0.3 | 0 | 0
Norway | NO | RA300 | Solar | GW | IEA | est | 2025 | 0.699 | 0 | 0
Norway | NO | RA300 | Solar | GW | IEA | est | 2030 | 1.796 | 0 | 0
Norway | NO | RA420 | Solar photovoltaic | GW | IEA | est | 2021 | 0.3 | 0 | 0
Norway | NO | RA420 | Solar photovoltaic | GW | IEA | est | 2025 | 0.699 | 0 | 0
Norway | NO | RA420 | Solar photovoltaic | GW | IEA | est | 2030 | 1.796 | 0 | 0
Norway | NO | RA400 | Solar | TWh | GOV | target | 2030 | 8 | 1 | 0
Norway | NO | RA420 | Solar photovoltaic | TWh | GOV | target | 2030 | 8 | 1 | 0
Poland | PL | RA300 | Wind | GW | NECP | ref | 2005 | 0.121 | 0 | 0
Poland | PL | RA300 | Wind | GW | NECP | ref | 2010 | 1.108 | 0 | 0
Poland | PL | RA300 | Wind | GW | NECP | ref | 2015 | 4.886 | 0 | 0
Poland | PL | RA300 | Wind | GW | NECP | ref | 2020 | 6.499 | 0 | 0
Poland | PL | RA300 | Wind | GW | NECP | ref | 2025 | 11.096 | 0 | 0
Poland | PL | RA300 | Wind | GW | NECP | ref | 2030 | 21.769 | 0 | 0
Poland | PL | RA310 | Wind on shore | GW | NECP | ref | 2005 | 0.121 | 0 | 0
Poland | PL | RA310 | Wind on shore | GW | NECP | ref | 2010 | 1.108 | 0 | 0
Poland | PL | RA310 | Wind on shore | GW | NECP | ref | 2015 | 4.886 | 0 | 0
Poland | PL | RA310 | Wind on shore | GW | NECP | ref | 2020 | 6.499 | 0 | 0
Poland | PL | RA310 | Wind on shore | GW | NECP | ref | 2025 | 11.096 | 0 | 0
Poland | PL | RA310 | Wind on shore | GW | NECP | ref | 2030 | 15.842 | 0 | 0
Poland | PL | RA320 | Wind off shore | GW | NECP | ref | 2005 | 0 | 0 | 0
Poland | PL | RA320 | Wind off shore | GW | NECP | ref | 2010 | 0 | 0 | 0
Poland | PL | RA320 | Wind off shore | GW | NECP | ref | 2015 | 0 | 0 | 0
Poland | PL | RA320 | Wind off shore | GW | NECP | ref | 2020 | 0 | 0 | 0
Poland | PL | RA320 | Wind off shore | GW | NECP | ref | 2025 | 0 | 0 | 0
Poland | PL | RA320 | Wind off shore | GW | NECP | ref | 2030 | 5.927 | 0 | 0
Poland | PL | RA320 | Wind off shore | GW | EPP2040 | target | 2030 | 5.9 | 1 | 0
Poland | PL | RA320 | Wind off shore | GW | EPP2041 | target | 2040 | 11 | 1 | 0
Poland | PL | RA400 | Solar | GW | NECP | ref | 2005 | 0 | 0 | 0
Poland | PL | RA400 | Solar | GW | NECP | ref | 2010 | 0 | 0 | 0
Poland | PL | RA400 | Solar | GW | NECP | ref | 2015 | 0.108 | 0 | 0
Poland | PL | RA400 | Solar | GW | NECP | ref | 2020 | 1.229 | 0 | 0
Poland | PL | RA400 | Solar | GW | NECP | ref | 2025 | 19.979 | 0 | 0
Poland | PL | RA400 | Solar | GW | NECP | ref | 2030 | 29.269 | 0 | 0
Poland | PL | RA420 | Solar | GW | NECP | ref | 2005 | 0 | 0 | 0
Poland | PL | RA420 | Solar | GW | NECP | ref | 2010 | 0 | 0 | 0
Poland | PL | RA420 | Solar | GW | NECP | ref | 2015 | 0.108 | 0 | 0
Poland | PL | RA420 | Solar | GW | NECP | ref | 2020 | 1.229 | 0 | 0
Poland | PL | RA420 | Solar | GW | NECP | ref | 2025 | 19.979 | 0 | 0
Poland | PL | RA420 | Solar | GW | NECP | ref | 2030 | 29.269 | 0 | 0
Poland | PL | RA400 | Solar | GW | EPP2040 | target | 2030 | 6 | 1 | 0
Poland | PL | RA400 | Solar | GW | EPP2041 | target | 2040 | 13 | 1 | 0
Poland | PL | RA420 | Solar | GW | EPP2042 | target | 2030 | 6 | 1 | 0
Poland | PL | RA420 | Solar | GW | EPP2043 | target | 2040 | 13 | 1 | 0
Portugal | PT | RA300 | Wind | GW | NECP | WAM | 2025 | 6.3 | 0 | 0
Portugal | PT | RA300 | Wind | GW | NECP | WAM | 2030 | 12.4 | 0 | 0
Portugal | PT | RA310 | Wind on shore | GW | NECP | WAM | 2025 | 6.3 | 0 | 0
Portugal | PT | RA310 | Wind on shore | GW | NECP | WAM | 2030 | 10.4 | 0 | 0
Portugal | PT | RA320 | Wind off shore | GW | NECP | WAM | 2025 | 0.03 | 0 | 0
Portugal | PT | RA320 | Wind off shore | GW | NECP | WAM | 2030 | 2 | 0 | 0
Portugal | PT | RA400 | Solar | GW | NECP | WAM | 2025 | 8.4 | 0 | 0
Portugal | PT | RA400 | Solar | GW | NECP | WAM | 2030 | 20.8 | 0 | 0
Portugal | PT | RA420 | Solar photovoltaic | GW | NECP | WAM | 2025 | 8.4 | 0 | 0
Portugal | PT | RA420 | Solar photovoltaic | GW | NECP | WAM | 2030 | 20.8 | 0 | 0
Portugal | PT | RA400_G | Centralised | GW | NECP | WAM | 2025 | 6.1 | 0 | 0
Portugal | PT | RA400_G | Centralised | GW | NECP | WAM | 2030 | 15.1 | 0 | 0
Portugal | PT | RA400_R | Decentralised | GW | NECP | WAM | 2025 | 2.8 | 0 | 0
Portugal | PT | RA400_R | Decentralised | GW | NECP | WAM | 2030 | 5.7 | 0 | 0
Romania | RO | RA400 | Solar | GW | NECP | WEM | 2019 | 1.4 | 0 | 0
Romania | RO | RA400 | Solar | GW | NECP | WEM | 2020 | 1.4 | 0 | 0
Romania | RO | RA400 | Solar | GW | NECP | WEM | 2021 | 1.4 | 0 | 0
Romania | RO | RA400 | Solar | GW | NECP | WEM | 2022 | 1.8 | 0 | 0
Romania | RO | RA400 | Solar | GW | NECP | WEM | 2025 | 4.2 | 0 | 0
Romania | RO | RA400 | Solar | GW | NECP | WEM | 2030 | 8.2 | 0 | 0
Romania | RO | RA400 | Solar | GW | NECP | WEM | 2035 | 10.4 | 0 | 0
Romania | RO | RA400 | Solar | GW | NECP | WEM | 2040 | 12.7 | 0 | 0
Romania | RO | RA400 | Solar | GW | NECP | WEM | 2045 | 13.6 | 0 | 0
Romania | RO | RA400 | Solar | GW | NECP | WEM | 2050 | 15.8 | 0 | 0
Romania | RO | RA300 | Wind | GW | NECP | WEM | 2019 | 3 | 0 | 0
Romania | RO | RA300 | Wind | GW | NECP | WEM | 2020 | 3 | 0 | 0
Romania | RO | RA300 | Wind | GW | NECP | WEM | 2021 | 3 | 0 | 0
Romania | RO | RA300 | Wind | GW | NECP | WEM | 2022 | 3 | 0 | 0
Romania | RO | RA300 | Wind | GW | NECP | WEM | 2025 | 2.9 | 0 | 0
Romania | RO | RA300 | Wind | GW | NECP | WEM | 2030 | 5.8 | 0 | 0
Romania | RO | RA300 | Wind | GW | NECP | WEM | 2035 | 7.1 | 0 | 0
Romania | RO | RA300 | Wind | GW | NECP | WEM | 2040 | 10 | 0 | 0
Romania | RO | RA300 | Wind | GW | NECP | WEM | 2045 | 12.4 | 0 | 0
Romania | RO | RA300 | Wind | GW | NECP | WEM | 2050 | 14.7 | 0 | 0
Spain | ES | RA300 | Wind | GW | NECP | ref | 2019 | 25.583 | 0 | 0
Spain | ES | RA300 | Wind | GW | NECP | ref | 2020 | 26.754 | 0 | 0
Spain | ES | RA300 | Wind | GW | NECP | ref | 2025 | 36.149 | 0 | 0
Spain | ES | RA300 | Wind | GW | NECP | ref | 2030 | 62.054 | 0 | 0
Spain | ES | RA420 | Solar photovoltaic | GW | NECP | ref | 2019 | 8.306 | 0 | 0
Spain | ES | RA420 | Solar photovoltaic | GW | NECP | ref | 2020 | 11.004 | 0 | 0
Spain | ES | RA420 | Solar photovoltaic | GW | NECP | ref | 2025 | 46.501 | 0 | 0
Spain | ES | RA420 | Solar photovoltaic | GW | NECP | ref | 2030 | 76.277 | 0 | 0
Spain | ES | RA410 | Solar thermoelectric | GW | NECP | ref | 2019 | 2.3 | 0 | 0
Spain | ES | RA410 | Solar thermoelectric | GW | NECP | ref | 2020 | 2.3 | 0 | 0
Spain | ES | RA410 | Solar thermoelectric | GW | NECP | ref | 2025 | 2.304 | 0 | 0
Spain | ES | RA410 | Solar thermoelectric | GW | NECP | ref | 2030 | 4.804 | 0 | 0
Spain | ES | RA400 | Solar | GW | NECP | ref | 2019 | 10.606 | 0 | 0
Spain | ES | RA400 | Solar | GW | NECP | ref | 2020 | 13.304 | 0 | 0
Spain | ES | RA400 | Solar | GW | NECP | ref | 2025 | 48.805 | 0 | 0
Spain | ES | RA400 | Solar | GW | NECP | ref | 2030 | 81.081 | 0 | 0
Slovakia | SK | RA310 | Wind on shore | GW | NECP | ref | 2025 | 0.025 | 0 | 0
Slovakia | SK | RA310 | Wind on shore | GW | NECP | ref | 2026 | 0.2 | 0 | 0
Slovakia | SK | RA310 | Wind on shore | GW | NECP | ref | 2027 | 0.3 | 0 | 0
Slovakia | SK | RA310 | Wind on shore | GW | NECP | ref | 2028 | 0.42 | 0 | 0
Slovakia | SK | RA310 | Wind on shore | GW | NECP | ref | 2029 | 0.53 | 0 | 0
Slovakia | SK | RA310 | Wind on shore | GW | NECP | ref | 2030 | 0.75 | 0 | 0
Slovakia | SK | RA420 | Solar Photovoltaic | GW | NECP | ref | 2025 | 1.2 | 0 | 0
Slovakia | SK | RA420 | Solar Photovoltaic | GW | NECP | ref | 2026 | 1.3 | 0 | 0
Slovakia | SK | RA420 | Solar Photovoltaic | GW | NECP | ref | 2027 | 1.4 | 0 | 0
Slovakia | SK | RA420 | Solar Photovoltaic | GW | NECP | ref | 2028 | 1.5 | 0 | 0
Slovakia | SK | RA420 | Solar Photovoltaic | GW | NECP | ref | 2029 | 1.6 | 0 | 0
Slovakia | SK | RA420 | Solar Photovoltaic | GW | NECP | ref | 2030 | 1.7 | 0 | 0
Slovenia | SI | RA300 | Wind | GW | NECP | NEPN | 2020 | 0.01 | 0 | 0
Slovenia | SI | RA300 | Wind | GW | NECP | NEPN | 2021 | 0.022 | 0 | 0
Slovenia | SI | RA300 | Wind | GW | NECP | NEPN | 2022 | 0.034 | 0 | 0
Slovenia | SI | RA300 | Wind | GW | NECP | NEPN | 2023 | 0.046 | 0 | 0
Slovenia | SI | RA300 | Wind | GW | NECP | NEPN | 2024 | 0.058 | 0 | 0
Slovenia | SI | RA300 | Wind | GW | NECP | NEPN | 2025 | 0.07 | 0 | 0
Slovenia | SI | RA300 | Wind | GW | NECP | NEPN | 2026 | 0.086 | 0 | 0
Slovenia | SI | RA300 | Wind | GW | NECP | NEPN | 2027 | 0.102 | 0 | 0
Slovenia | SI | RA300 | Wind | GW | NECP | NEPN | 2028 | 0.118 | 0 | 0
Slovenia | SI | RA300 | Wind | GW | NECP | NEPN | 2029 | 0.134 | 0 | 0
Slovenia | SI | RA300 | Wind | GW | NECP | NEPN | 2030 | 0.15 | 0 | 0
Slovenia | SI | RA300 | Wind | GW | NECP | NEPN | 2035 | 0.24 | 0 | 0
Slovenia | SI | RA300 | Wind | GW | NECP | NEPN | 2040 | 0.335 | 0 | 0
Slovenia | SI | RA310 | Wind on shore | GW | NECP | NEPN | 2020 | 0.01 | 0 | 0
Slovenia | SI | RA310 | Wind on shore | GW | NECP | NEPN | 2021 | 0.022 | 0 | 0
Slovenia | SI | RA310 | Wind on shore | GW | NECP | NEPN | 2022 | 0.034 | 0 | 0
Slovenia | SI | RA310 | Wind on shore | GW | NECP | NEPN | 2023 | 0.046 | 0 | 0
Slovenia | SI | RA310 | Wind on shore | GW | NECP | NEPN | 2024 | 0.058 | 0 | 0
Slovenia | SI | RA310 | Wind on shore | GW | NECP | NEPN | 2025 | 0.07 | 0 | 0
Slovenia | SI | RA310 | Wind on shore | GW | NECP | NEPN | 2026 | 0.086 | 0 | 0
Slovenia | SI | RA310 | Wind on shore | GW | NECP | NEPN | 2027 | 0.102 | 0 | 0
Slovenia | SI | RA310 | Wind on shore | GW | NECP | NEPN | 2028 | 0.118 | 0 | 0
Slovenia | SI | RA310 | Wind on shore | GW | NECP | NEPN | 2029 | 0.134 | 0 | 0
Slovenia | SI | RA310 | Wind on shore | GW | NECP | NEPN | 2030 | 0.15 | 0 | 0
Slovenia | SI | RA310 | Wind on shore | GW | NECP | NEPN | 2035 | 0.24 | 0 | 0
Slovenia | SI | RA310 | Wind on shore | GW | NECP | NEPN | 2040 | 0.335 | 0 | 0
Slovenia | SI | RA400 | Solar | GW | NECP | NEPN | 2020 | 0.4 | 0 | 0
Slovenia | SI | RA400 | Solar | GW | NECP | NEPN | 2021 | 0.5 | 0 | 0
Slovenia | SI | RA400 | Solar | GW | NECP | NEPN | 2022 | 0.6 | 0 | 0
Slovenia | SI | RA400 | Solar | GW | NECP | NEPN | 2023 | 0.7 | 0 | 0
Slovenia | SI | RA400 | Solar | GW | NECP | NEPN | 2024 | 0.8 | 0 | 0
Slovenia | SI | RA400 | Solar | GW | NECP | NEPN | 2025 | 0.9 | 0 | 0
Slovenia | SI | RA400 | Solar | GW | NECP | NEPN | 2026 | 1.05 | 0 | 0
Slovenia | SI | RA400 | Solar | GW | NECP | NEPN | 2027 | 1.2 | 0 | 0
Slovenia | SI | RA400 | Solar | GW | NECP | NEPN | 2028 | 1.35 | 0 | 0
Slovenia | SI | RA400 | Solar | GW | NECP | NEPN | 2029 | 1.5 | 0 | 0
Slovenia | SI | RA400 | Solar | GW | NECP | NEPN | 2030 | 1.65 | 0 | 0
Slovenia | SI | RA400 | Solar | GW | NECP | NEPN | 2035 | 2.95 | 0 | 0
Slovenia | SI | RA400 | Solar | GW | NECP | NEPN | 2040 | 4.45 | 0 | 0
Slovenia | SI | RA300 | Wind | GWh | NECP | EM | 2017 | 6.3 | 0 | 0
Slovenia | SI | RA300 | Wind | GWh | NECP | EM | 2020 | 6 | 0 | 0
Slovenia | SI | RA300 | Wind | GWh | NECP | EM | 2025 | 10 | 0 | 0
Slovenia | SI | RA300 | Wind | GWh | NECP | EM | 2030 | 15 | 0 | 0
Slovenia | SI | RA300 | Wind | GWh | NECP | EM | 2035 | 23 | 0 | 0
Slovenia | SI | RA300 | Wind | GWh | NECP | EM | 2040 | 32 | 0 | 0
Slovenia | SI | RA310 | Wind on shore | GWh | NECP | EM | 2017 | 6.3 | 0 | 0
Slovenia | SI | RA310 | Wind on shore | GWh | NECP | EM | 2020 | 6 | 0 | 0
Slovenia | SI | RA310 | Wind on shore | GWh | NECP | EM | 2025 | 10 | 0 | 0
Slovenia | SI | RA310 | Wind on shore | GWh | NECP | EM | 2030 | 15 | 0 | 0
Slovenia | SI | RA310 | Wind on shore | GWh | NECP | EM | 2035 | 23 | 0 | 0
Slovenia | SI | RA310 | Wind on shore | GWh | NECP | EM | 2040 | 32 | 0 | 0
Slovenia | SI | RA300 | Wind | GWh | NECP | NEPN | 2017 | 6.3 | 0 | 0
Slovenia | SI | RA300 | Wind | GWh | NECP | NEPN | 2020 | 13 | 0 | 0
Slovenia | SI | RA300 | Wind | GWh | NECP | NEPN | 2025 | 112 | 0 | 0
Slovenia | SI | RA300 | Wind | GWh | NECP | NEPN | 2030 | 248 | 0 | 0
Slovenia | SI | RA300 | Wind | GWh | NECP | NEPN | 2035 | 405 | 0 | 0
Slovenia | SI | RA300 | Wind | GWh | NECP | NEPN | 2040 | 577 | 0 | 0
Slovenia | SI | RA310 | Wind on shore | GWh | NECP | NEPN | 2017 | 6.3 | 0 | 0
Slovenia | SI | RA310 | Wind on shore | GWh | NECP | NEPN | 2020 | 13 | 0 | 0
Slovenia | SI | RA310 | Wind on shore | GWh | NECP | NEPN | 2025 | 112 | 0 | 0
Slovenia | SI | RA310 | Wind on shore | GWh | NECP | NEPN | 2030 | 248 | 0 | 0
Slovenia | SI | RA310 | Wind on shore | GWh | NECP | NEPN | 2035 | 405 | 0 | 0
Slovenia | SI | RA310 | Wind on shore | GWh | NECP | NEPN | 2040 | 577 | 0 | 0
Slovenia | SI | RA400 | Solar | GWh | NECP | EM | 2017 | 284 | 0 | 0
Slovenia | SI | RA400 | Solar | GWh | NECP | EM | 2020 | 306 | 0 | 0
Slovenia | SI | RA400 | Solar | GWh | NECP | EM | 2025 | 427 | 0 | 0
Slovenia | SI | RA400 | Solar | GWh | NECP | EM | 2030 | 556 | 0 | 0
Slovenia | SI | RA400 | Solar | GWh | NECP | EM | 2035 | 724 | 0 | 0
Slovenia | SI | RA400 | Solar | GWh | NECP | EM | 2040 | 904 | 0 | 0
Slovenia | SI | RA400 | Solar | GWh | NECP | NEPN | 2017 | 284 | 0 | 0
Slovenia | SI | RA400 | Solar | GWh | NECP | NEPN | 2020 | 420 | 0 | 0
Slovenia | SI | RA400 | Solar | GWh | NECP | NEPN | 2025 | 981 | 0 | 0
Slovenia | SI | RA400 | Solar | GWh | NECP | NEPN | 2030 | 1866 | 0 | 0
Slovenia | SI | RA400 | Solar | GWh | NECP | NEPN | 2035 | 3404 | 0 | 0
Slovenia | SI | RA400 | Solar | GWh | NECP | NEPN | 2040 | 5361 | 0 | 0
Slovenia | SI | RA300 | Wind | GW | NECP | EM | 2020 | 0.008 | 0 | 0
Slovenia | SI | RA300 | Wind | GW | NECP | EM | 2025 | 0.009 | 0 | 0
Slovenia | SI | RA300 | Wind | GW | NECP | EM | 2030 | 0.01 | 0 | 0
Slovenia | SI | RA300 | Wind | GW | NECP | EM | 2035 | 0.015 | 0 | 0
Slovenia | SI | RA300 | Wind | GW | NECP | EM | 2040 | 0.02 | 0 | 0
Slovenia | SI | RA310 | Wind on shore | GW | NECP | EM | 2020 | 0.008 | 0 | 0
Slovenia | SI | RA310 | Wind on shore | GW | NECP | EM | 2025 | 0.009 | 0 | 0
Slovenia | SI | RA310 | Wind on shore | GW | NECP | EM | 2030 | 0.01 | 0 | 0
Slovenia | SI | RA310 | Wind on shore | GW | NECP | EM | 2035 | 0.015 | 0 | 0
Slovenia | SI | RA310 | Wind on shore | GW | NECP | EM | 2040 | 0.02 | 0 | 0
Slovenia | SI | RA400 | Solar | GW | NECP | EM | 2020 | 0.3 | 0 | 0
Slovenia | SI | RA400 | Solar | GW | NECP | EM | 2025 | 0.4 | 0 | 0
Slovenia | SI | RA400 | Solar | GW | NECP | EM | 2030 | 0.492 | 0 | 0
Slovenia | SI | RA400 | Solar | GW | NECP | EM | 2035 | 0.61 | 0 | 0
Slovenia | SI | RA400 | Solar | GW | NECP | EM | 2040 | 0.73 | 0 | 0
Sweden | SE | TOTAL | Total | GW | NECP | est | 2021 | 44 | 0 | 0
Sweden | SE | TOTAL | Total | GW | NECP | est | 2030 | 67 | 0 | 0
Sweden | SE | RA300 | Wind | GW | NECP | est | 2030 | 25.116 | 0 | 0
Sweden | SE | RA400 | Solar | GW | NECP | est | 2030 | 6.5 | 0 | 0
Sweden | SE | RA300 | Wind | TWh | NN2050 | LM | 2030 | 67.57 | 0 | 0
Sweden | SE | RA300 | Wind | TWh | NN2050 | LM | 2035 | 76.89 | 0 | 0
Sweden | SE | RA300 | Wind | TWh | NN2050 | LM | 2040 | 83.88 | 0 | 0
Sweden | SE | RA300 | Wind | TWh | NN2050 | LM | 2045 | 96.7 | 0 | 0
Sweden | SE | RA300 | Wind | TWh | NN2050 | LM | 2050 | 107.18 | 0 | 0
Sweden | SE | RA300 | Wind | TWh | NN2050 | LM | 2055 | 107.18 | 0 | 0
Sweden | SE | RA300 | Wind | TWh | NN2050 | LM | 2060 | 111.84 | 0 | 0
Sweden | SE | RA310 | Wind on shore | TWh | NN2050 | LM | 2030 | 65.24 | 0 | 0
Sweden | SE | RA310 | Wind on shore | TWh | NN2050 | LM | 2035 | 74.56 | 0 | 0
Sweden | SE | RA310 | Wind on shore | TWh | NN2050 | LM | 2040 | 79.22 | 0 | 0
Sweden | SE | RA310 | Wind on shore | TWh | NN2050 | LM | 2045 | 81.55 | 0 | 0
Sweden | SE | RA310 | Wind on shore | TWh | NN2050 | LM | 2050 | 81.55 | 0 | 0
Sweden | SE | RA310 | Wind on shore | TWh | NN2050 | LM | 2055 | 81.55 | 0 | 0
Sweden | SE | RA310 | Wind on shore | TWh | NN2050 | LM | 2060 | 81.55 | 0 | 0
Sweden | SE | RA320 | Wind off shore | TWh | NN2050 | LM | 2030 | 2.33 | 0 | 0
Sweden | SE | RA320 | Wind off shore | TWh | NN2050 | LM | 2035 | 2.33 | 0 | 0
Sweden | SE | RA320 | Wind off shore | TWh | NN2050 | LM | 2040 | 4.66 | 0 | 0
Sweden | SE | RA320 | Wind off shore | TWh | NN2050 | LM | 2045 | 15.15 | 0 | 0
Sweden | SE | RA320 | Wind off shore | TWh | NN2050 | LM | 2050 | 25.63 | 0 | 0
Sweden | SE | RA320 | Wind off shore | TWh | NN2050 | LM | 2055 | 25.63 | 0 | 0
Sweden | SE | RA320 | Wind off shore | TWh | NN2050 | LM | 2060 | 30.29 | 0 | 0
Sweden | SE | RA300 | Wind | TWh | NN2050 | GM | 2030 | 82.715 | 0 | 0
Sweden | SE | RA300 | Wind | TWh | NN2050 | GM | 2035 | 104.85 | 0 | 0
Sweden | SE | RA300 | Wind | TWh | NN2050 | GM | 2040 | 129.315 | 0 | 0
Sweden | SE | RA300 | Wind | TWh | NN2050 | GM | 2045 | 161.935 | 0 | 0
Sweden | SE | RA300 | Wind | TWh | NN2050 | GM | 2050 | 178.245 | 0 | 0
Sweden | SE | RA300 | Wind | TWh | NN2050 | GM | 2055 | 179.41 | 0 | 0
Sweden | SE | RA300 | Wind | TWh | NN2050 | GM | 2060 | 179.41 | 0 | 0
Sweden | SE | RA310 | Wind on shore | TWh | NN2050 | GM | 2030 | 80.385 | 0 | 0
Sweden | SE | RA310 | Wind on shore | TWh | NN2050 | GM | 2035 | 100.19 | 0 | 0
Sweden | SE | RA310 | Wind on shore | TWh | NN2050 | GM | 2040 | 107.18 | 0 | 0
Sweden | SE | RA310 | Wind on shore | TWh | NN2050 | GM | 2045 | 116.5 | 0 | 0
Sweden | SE | RA310 | Wind on shore | TWh | NN2050 | GM | 2050 | 116.5 | 0 | 0
Sweden | SE | RA310 | Wind on shore | TWh | NN2050 | GM | 2055 | 116.5 | 0 | 0
Sweden | SE | RA310 | Wind on shore | TWh | NN2050 | GM | 2060 | 116.5 | 0 | 0
Sweden | SE | RA320 | Wind off shore | TWh | NN2050 | GM | 2030 | 2.33 | 0 | 0
Sweden | SE | RA320 | Wind off shore | TWh | NN2050 | GM | 2035 | 4.66 | 0 | 0
Sweden | SE | RA320 | Wind off shore | TWh | NN2050 | GM | 2040 | 22.135 | 0 | 0
Sweden | SE | RA320 | Wind off shore | TWh | NN2050 | GM | 2045 | 45.435 | 0 | 0
Sweden | SE | RA320 | Wind off shore | TWh | NN2050 | GM | 2050 | 61.745 | 0 | 0
Sweden | SE | RA320 | Wind off shore | TWh | NN2050 | GM | 2055 | 62.91 | 0 | 0
Sweden | SE | RA320 | Wind off shore | TWh | NN2050 | GM | 2060 | 62.91 | 0 | 0
Sweden | SE | RA300 | Wind | TWh | NN2050 | RF | 2030 | 73.395 | 0 | 0
Sweden | SE | RA300 | Wind | TWh | NN2050 | RF | 2035 | 93.2 | 0 | 0
Sweden | SE | RA300 | Wind | TWh | NN2050 | RF | 2040 | 110.675 | 0 | 0
Sweden | SE | RA300 | Wind | TWh | NN2050 | RF | 2045 | 118.83 | 0 | 0
Sweden | SE | RA300 | Wind | TWh | NN2050 | RF | 2050 | 119.995 | 0 | 0
Sweden | SE | RA300 | Wind | TWh | NN2050 | RF | 2055 | 125.82 | 0 | 0
Sweden | SE | RA300 | Wind | TWh | NN2050 | RF | 2060 | 126.985 | 0 | 0
Sweden | SE | RA310 | Wind on shore | TWh | NN2050 | RF | 2030 | 71.065 | 0 | 0
Sweden | SE | RA310 | Wind on shore | TWh | NN2050 | RF | 2035 | 90.87 | 0 | 0
Sweden | SE | RA310 | Wind on shore | TWh | NN2050 | RF | 2040 | 110.675 | 0 | 0
Sweden | SE | RA310 | Wind on shore | TWh | NN2050 | RF | 2045 | 118.83 | 0 | 0
Sweden | SE | RA310 | Wind on shore | TWh | NN2050 | RF | 2050 | 119.995 | 0 | 0
Sweden | SE | RA310 | Wind on shore | TWh | NN2050 | RF | 2055 | 125.82 | 0 | 0
Sweden | SE | RA310 | Wind on shore | TWh | NN2050 | RF | 2060 | 126.985 | 0 | 0
Sweden | SE | RA320 | Wind off shore | TWh | NN2050 | RF | 2030 | 2.33 | 0 | 0
Sweden | SE | RA320 | Wind off shore | TWh | NN2050 | RF | 2035 | 2.33 | 0 | 0
Sweden | SE | RA320 | Wind off shore | TWh | NN2050 | RF | 2040 | 0 | 0 | 0
Sweden | SE | RA320 | Wind off shore | TWh | NN2050 | RF | 2045 | 0 | 0 | 0
Sweden | SE | RA320 | Wind off shore | TWh | NN2050 | RF | 2050 | 0 | 0 | 0
Sweden | SE | RA320 | Wind off shore | TWh | NN2050 | RF | 2055 | 0 | 0 | 0
Sweden | SE | RA320 | Wind off shore | TWh | NN2050 | RF | 2060 | 0 | 0 | 0
Sweden | SE | RA300 | Wind | TWh | NN2050 | IV | 2030 | 74.56 | 0 | 0
Sweden | SE | RA300 | Wind | TWh | NN2050 | IV | 2035 | 111.84 | 0 | 0
Sweden | SE | RA300 | Wind | TWh | NN2050 | IV | 2040 | 157.275 | 0 | 0
Sweden | SE | RA300 | Wind | TWh | NN2050 | IV | 2045 | 199.215 | 0 | 0
Sweden | SE | RA300 | Wind | TWh | NN2050 | IV | 2050 | 228.34 | 0 | 0
Sweden | SE | RA300 | Wind | TWh | NN2050 | IV | 2055 | 227.175 | 0 | 0
Sweden | SE | RA300 | Wind | TWh | NN2050 | IV | 2060 | 230.67 | 0 | 0
Sweden | SE | RA310 | Wind on shore | TWh | NN2050 | IV | 2030 | 72.23 | 0 | 0
Sweden | SE | RA310 | Wind on shore | TWh | NN2050 | IV | 2035 | 108.345 | 0 | 0
Sweden | SE | RA310 | Wind on shore | TWh | NN2050 | IV | 2040 | 151.45 | 0 | 0
Sweden | SE | RA310 | Wind on shore | TWh | NN2050 | IV | 2045 | 179.41 | 0 | 0
Sweden | SE | RA310 | Wind on shore | TWh | NN2050 | IV | 2050 | 193.39 | 0 | 0
Sweden | SE | RA310 | Wind on shore | TWh | NN2050 | IV | 2055 | 189.895 | 0 | 0
Sweden | SE | RA310 | Wind on shore | TWh | NN2050 | IV | 2060 | 186.4 | 0 | 0
Sweden | SE | RA320 | Wind off shore | TWh | NN2050 | IV | 2030 | 2.33 | 0 | 0
Sweden | SE | RA320 | Wind off shore | TWh | NN2050 | IV | 2035 | 3.495 | 0 | 0
Sweden | SE | RA320 | Wind off shore | TWh | NN2050 | IV | 2040 | 5.825 | 0 | 0
Sweden | SE | RA320 | Wind off shore | TWh | NN2050 | IV | 2045 | 19.805 | 0 | 0
Sweden | SE | RA320 | Wind off shore | TWh | NN2050 | IV | 2050 | 34.95 | 0 | 0
Sweden | SE | RA320 | Wind off shore | TWh | NN2050 | IV | 2055 | 37.28 | 0 | 0
Sweden | SE | RA320 | Wind off shore | TWh | NN2050 | IV | 2060 | 44.27 | 0 | 0
Sweden | SE | RA400 | Solar | TWh | NN2050 | LM | 2030 | 7.3225 | 0 | 0
Sweden | SE | RA400 | Solar | TWh | NN2050 | LM | 2035 | 8.7 | 0 | 0
Sweden | SE | RA400 | Solar | TWh | NN2050 | LM | 2040 | 9.6425 | 0 | 0
Sweden | SE | RA400 | Solar | TWh | NN2050 | LM | 2045 | 11.6725 | 0 | 0
Sweden | SE | RA400 | Solar | TWh | NN2050 | LM | 2050 | 17.69 | 0 | 0
Sweden | SE | RA400 | Solar | TWh | NN2050 | LM | 2055 | 17.69 | 0 | 0
Sweden | SE | RA400 | Solar | TWh | NN2050 | LM | 2060 | 18.4875 | 0 | 0
Sweden | SE | RA400_R | Solar roof | TWh | NN2050 | LM | 2030 | 5.22 | 0 | 0
Sweden | SE | RA400_R | Solar roof | TWh | NN2050 | LM | 2035 | 6.525 | 0 | 0
Sweden | SE | RA400_R | Solar roof | TWh | NN2050 | LM | 2040 | 7.54 | 0 | 0
Sweden | SE | RA400_R | Solar roof | TWh | NN2050 | LM | 2045 | 9.57 | 0 | 0
Sweden | SE | RA400_R | Solar roof | TWh | NN2050 | LM | 2050 | 14.355 | 0 | 0
Sweden | SE | RA400_R | Solar roof | TWh | NN2050 | LM | 2055 | 14.355 | 0 | 0
Sweden | SE | RA400_R | Solar roof | TWh | NN2050 | LM | 2060 | 14.355 | 0 | 0
Sweden | SE | RA400_G | Solar ground | TWh | NN2050 | LM | 2030 | 2.1025 | 0 | 0
Sweden | SE | RA400_G | Solar ground | TWh | NN2050 | LM | 2035 | 2.175 | 0 | 0
Sweden | SE | RA400_G | Solar ground | TWh | NN2050 | LM | 2040 | 2.1025 | 0 | 0
Sweden | SE | RA400_G | Solar ground | TWh | NN2050 | LM | 2045 | 2.1025 | 0 | 0
Sweden | SE | RA400_G | Solar ground | TWh | NN2050 | LM | 2050 | 3.335 | 0 | 0
Sweden | SE | RA400_G | Solar ground | TWh | NN2050 | LM | 2055 | 3.335 | 0 | 0
Sweden | SE | RA400_G | Solar ground | TWh | NN2050 | LM | 2060 | 4.1325 | 0 | 0
Sweden | SE | RA400 | Solar | TWh | NN2050 | GM | 2030 | 6.96 | 0 | 0
Sweden | SE | RA400 | Solar | TWh | NN2050 | GM | 2035 | 9.6425 | 0 | 0
Sweden | SE | RA400 | Solar | TWh | NN2050 | GM | 2040 | 10.73 | 0 | 0
Sweden | SE | RA400 | Solar | TWh | NN2050 | GM | 2045 | 12.9775 | 0 | 0
Sweden | SE | RA400 | Solar | TWh | NN2050 | GM | 2050 | 17.835 | 0 | 0
Sweden | SE | RA400 | Solar | TWh | NN2050 | GM | 2055 | 17.835 | 0 | 0
Sweden | SE | RA400 | Solar | TWh | NN2050 | GM | 2060 | 17.835 | 0 | 0
Sweden | SE | RA400_R | Solar roof | TWh | NN2050 | GM | 2030 | 4.785 | 0 | 0
Sweden | SE | RA400_R | Solar roof | TWh | NN2050 | GM | 2035 | 6.4525 | 0 | 0
Sweden | SE | RA400_R | Solar roof | TWh | NN2050 | GM | 2040 | 7.395 | 0 | 0
Sweden | SE | RA400_R | Solar roof | TWh | NN2050 | GM | 2045 | 8.1925 | 0 | 0
Sweden | SE | RA400_R | Solar roof | TWh | NN2050 | GM | 2050 | 10.15 | 0 | 0
Sweden | SE | RA400_R | Solar roof | TWh | NN2050 | GM | 2055 | 10.15 | 0 | 0
Sweden | SE | RA400_R | Solar roof | TWh | NN2050 | GM | 2060 | 10.15 | 0 | 0
Sweden | SE | RA400_G | Solar ground | TWh | NN2050 | GM | 2030 | 2.175 | 0 | 0
Sweden | SE | RA400_G | Solar ground | TWh | NN2050 | GM | 2035 | 3.19 | 0 | 0
Sweden | SE | RA400_G | Solar ground | TWh | NN2050 | GM | 2040 | 3.335 | 0 | 0
Sweden | SE | RA400_G | Solar ground | TWh | NN2050 | GM | 2045 | 4.785 | 0 | 0
Sweden | SE | RA400_G | Solar ground | TWh | NN2050 | GM | 2050 | 7.685 | 0 | 0
Sweden | SE | RA400_G | Solar ground | TWh | NN2050 | GM | 2055 | 7.685 | 0 | 0
Sweden | SE | RA400_G | Solar ground | TWh | NN2050 | GM | 2060 | 7.685 | 0 | 0
Sweden | SE | RA400 | Solar | TWh | NN2050 | RF | 2030 | 7.25 | 0 | 0
Sweden | SE | RA400 | Solar | TWh | NN2050 | RF | 2035 | 8.7 | 0 | 0
Sweden | SE | RA400 | Solar | TWh | NN2050 | RF | 2040 | 9.57 | 0 | 0
Sweden | SE | RA400 | Solar | TWh | NN2050 | RF | 2045 | 10.585 | 0 | 0
Sweden | SE | RA400 | Solar | TWh | NN2050 | RF | 2050 | 10.585 | 0 | 0
Sweden | SE | RA400 | Solar | TWh | NN2050 | RF | 2055 | 10.73 | 0 | 0
Sweden | SE | RA400 | Solar | TWh | NN2050 | RF | 2060 | 12.47 | 0 | 0
Sweden | SE | RA400_R | Solar roof | TWh | NN2050 | RF | 2030 | 5.22 | 0 | 0
Sweden | SE | RA400_R | Solar roof | TWh | NN2050 | RF | 2035 | 6.525 | 0 | 0
Sweden | SE | RA400_R | Solar roof | TWh | NN2050 | RF | 2040 | 7.54 | 0 | 0
Sweden | SE | RA400_R | Solar roof | TWh | NN2050 | RF | 2045 | 8.41 | 0 | 0
Sweden | SE | RA400_R | Solar roof | TWh | NN2050 | RF | 2050 | 8.41 | 0 | 0
Sweden | SE | RA400_R | Solar roof | TWh | NN2050 | RF | 2055 | 8.41 | 0 | 0
Sweden | SE | RA400_R | Solar roof | TWh | NN2050 | RF | 2060 | 8.41 | 0 | 0
Sweden | SE | RA400_G | Solar ground | TWh | NN2050 | RF | 2030 | 2.03 | 0 | 0
Sweden | SE | RA400_G | Solar ground | TWh | NN2050 | RF | 2035 | 2.175 | 0 | 0
Sweden | SE | RA400_G | Solar ground | TWh | NN2050 | RF | 2040 | 2.03 | 0 | 0
Sweden | SE | RA400_G | Solar ground | TWh | NN2050 | RF | 2045 | 2.175 | 0 | 0
Sweden | SE | RA400_G | Solar ground | TWh | NN2050 | RF | 2050 | 2.175 | 0 | 0
Sweden | SE | RA400_G | Solar ground | TWh | NN2050 | RF | 2055 | 2.32 | 0 | 0
Sweden | SE | RA400_G | Solar ground | TWh | NN2050 | RF | 2060 | 4.06 | 0 | 0
Sweden | SE | RA400 | Solar | TWh | NN2050 | IV | 2030 | 6.96 | 0 | 0
Sweden | SE | RA400 | Solar | TWh | NN2050 | IV | 2035 | 10.3675 | 0 | 0
Sweden | SE | RA400 | Solar | TWh | NN2050 | IV | 2040 | 11.31 | 0 | 0
Sweden | SE | RA400 | Solar | TWh | NN2050 | IV | 2045 | 12.3975 | 0 | 0
Sweden | SE | RA400 | Solar | TWh | NN2050 | IV | 2050 | 17.7625 | 0 | 0
Sweden | SE | RA400 | Solar | TWh | NN2050 | IV | 2055 | 17.7625 | 0 | 0
Sweden | SE | RA400 | Solar | TWh | NN2050 | IV | 2060 | 18.56 | 0 | 0
Sweden | SE | RA400_R | Solar roof | TWh | NN2050 | IV | 2030 | 4.785 | 0 | 0
Sweden | SE | RA400_R | Solar roof | TWh | NN2050 | IV | 2035 | 6.4525 | 0 | 0
Sweden | SE | RA400_R | Solar roof | TWh | NN2050 | IV | 2040 | 7.54 | 0 | 0
Sweden | SE | RA400_R | Solar roof | TWh | NN2050 | IV | 2045 | 8.4825 | 0 | 0
Sweden | SE | RA400_R | Solar roof | TWh | NN2050 | IV | 2050 | 8.4825 | 0 | 0
Sweden | SE | RA400_R | Solar roof | TWh | NN2050 | IV | 2055 | 8.4825 | 0 | 0
Sweden | SE | RA400_R | Solar roof | TWh | NN2050 | IV | 2060 | 8.4825 | 0 | 0
Sweden | SE | RA400_G | Solar ground | TWh | NN2050 | IV | 2030 | 2.175 | 0 | 0
Sweden | SE | RA400_G | Solar ground | TWh | NN2050 | IV | 2035 | 3.915 | 0 | 0
Sweden | SE | RA400_G | Solar ground | TWh | NN2050 | IV | 2040 | 3.77 | 0 | 0
Sweden | SE | RA400_G | Solar ground | TWh | NN2050 | IV | 2045 | 3.915 | 0 | 0
Sweden | SE | RA400_G | Solar ground | TWh | NN2050 | IV | 2050 | 9.28 | 0 | 0
Sweden | SE | RA400_G | Solar ground | TWh | NN2050 | IV | 2055 | 9.28 | 0 | 0
Sweden | SE | RA400_G | Solar ground | TWh | NN2050 | IV | 2060 | 10.0775 | 0 | 0
Switzerland | CH | RA300 | Wind | TWh | EP2050 | MB-C | 2020 | 0.14 | 0 | 0
Switzerland | CH | RA300 | Wind | TWh | EP2050 | MB-C | 2035 | 0.77 | 0 | 0
Switzerland | CH | RA300 | Wind | TWh | EP2050 | MB-C | 2050 | 1.41 | 0 | 0
Switzerland | CH | RA300 | Wind | TWh | EP2050 | MB-CE | 2020 | 0.66 | 0 | 0
Switzerland | CH | RA300 | Wind | TWh | EP2050 | MB-CE | 2035 | 1.76 | 0 | 0
Switzerland | CH | RA300 | Wind | TWh | EP2050 | MB-CE | 2050 | 4.26 | 0 | 0
Switzerland | CH | RA300 | Wind | TWh | EP2050 | MB-CE1 | 2020 | 0.66 | 0 | 0
Switzerland | CH | RA300 | Wind | TWh | EP2050 | MB-CE1 | 2035 | 1.76 | 0 | 0
Switzerland | CH | RA300 | Wind | TWh | EP2050 | MB-CE1 | 2050 | 4.26 | 0 | 0
Switzerland | CH | RA300 | Wind | TWh | EP2050 | MB-E | 2020 | 0.66 | 0 | 0
Switzerland | CH | RA300 | Wind | TWh | EP2050 | MB-E | 2035 | 1.76 | 0 | 0
Switzerland | CH | RA300 | Wind | TWh | EP2050 | MB-E | 2050 | 4.26 | 0 | 0
Switzerland | CH | RA310 | Wind on shore | TWh | EP2050 | MB-C | 2020 | 0.14 | 0 | 0
Switzerland | CH | RA310 | Wind on shore | TWh | EP2050 | MB-C | 2035 | 0.77 | 0 | 0
Switzerland | CH | RA310 | Wind on shore | TWh | EP2050 | MB-C | 2050 | 1.41 | 0 | 0
Switzerland | CH | RA310 | Wind on shore | TWh | EP2050 | MB-CE | 2020 | 0.66 | 0 | 0
Switzerland | CH | RA310 | Wind on shore | TWh | EP2050 | MB-CE | 2035 | 1.76 | 0 | 0
Switzerland | CH | RA310 | Wind on shore | TWh | EP2050 | MB-CE | 2050 | 4.26 | 0 | 0
Switzerland | CH | RA310 | Wind on shore | TWh | EP2050 | MB-CE1 | 2020 | 0.66 | 0 | 0
Switzerland | CH | RA310 | Wind on shore | TWh | EP2050 | MB-CE1 | 2035 | 1.76 | 0 | 0
Switzerland | CH | RA310 | Wind on shore | TWh | EP2050 | MB-CE1 | 2050 | 4.26 | 0 | 0
Switzerland | CH | RA310 | Wind on shore | TWh | EP2050 | MB-E | 2020 | 0.66 | 0 | 0
Switzerland | CH | RA310 | Wind on shore | TWh | EP2050 | MB-E | 2035 | 1.76 | 0 | 0
Switzerland | CH | RA310 | Wind on shore | TWh | EP2050 | MB-E | 2050 | 4.26 | 0 | 0
Switzerland | CH | RA400 | Solar | TWh | EP2050 | MB-C | 2020 | 0.34 | 0 | 0
Switzerland | CH | RA400 | Solar | TWh | EP2050 | MB-C | 2035 | 2.52 | 0 | 0
Switzerland | CH | RA400 | Solar | TWh | EP2050 | MB-C | 2050 | 5.92 | 0 | 0
Switzerland | CH | RA400 | Solar | TWh | EP2050 | MB-CE | 2020 | 0.52 | 0 | 0
Switzerland | CH | RA400 | Solar | TWh | EP2050 | MB-CE | 2035 | 4.44 | 0 | 0
Switzerland | CH | RA400 | Solar | TWh | EP2050 | MB-CE | 2050 | 11.12 | 0 | 0
Switzerland | CH | RA400 | Solar | TWh | EP2050 | MB-CE1 | 2020 | 1.26 | 0 | 0
Switzerland | CH | RA400 | Solar | TWh | EP2050 | MB-CE2 | 2035 | 7.03 | 0 | 0
Switzerland | CH | RA400 | Solar | TWh | EP2050 | MB-CE3 | 2050 | 11.12 | 0 | 0
Switzerland | CH | RA400 | Solar | TWh | EP2050 | MB-E | 2020 | 0.52 | 0 | 0
Switzerland | CH | RA400 | Solar | TWh | EP2050 | MB-E | 2035 | 4.44 | 0 | 0
Switzerland | CH | RA400 | Solar | TWh | EP2050 | MB-E | 2050 | 11.12 | 0 | 0
Switzerland | CH | RA420 | Solar photovoltaic | TWh | EP2050 | MB-C | 2020 | 0.34 | 0 | 0
Switzerland | CH | RA420 | Solar photovoltaic | TWh | EP2050 | MB-C | 2035 | 2.52 | 0 | 0
Switzerland | CH | RA420 | Solar photovoltaic | TWh | EP2050 | MB-C | 2050 | 5.92 | 0 | 0
Switzerland | CH | RA420 | Solar photovoltaic | TWh | EP2050 | MB-CE | 2020 | 0.52 | 0 | 0
Switzerland | CH | RA420 | Solar photovoltaic | TWh | EP2050 | MB-CE | 2035 | 4.44 | 0 | 0
Switzerland | CH | RA420 | Solar photovoltaic | TWh | EP2050 | MB-CE | 2050 | 11.12 | 0 | 0
Switzerland | CH | RA420 | Solar photovoltaic | TWh | EP2050 | MB-CE1 | 2020 | 1.26 | 0 | 0
Switzerland | CH | RA420 | Solar photovoltaic | TWh | EP2050 | MB-CE2 | 2035 | 7.03 | 0 | 0
Switzerland | CH | RA420 | Solar photovoltaic | TWh | EP2050 | MB-CE3 | 2050 | 11.12 | 0 | 0
Switzerland | CH | RA420 | Solar photovoltaic | TWh | EP2050 | MB-E | 2020 | 0.52 | 0 | 0
Switzerland | CH | RA420 | Solar photovoltaic | TWh | EP2050 | MB-E | 2035 | 4.44 | 0 | 0
Switzerland | CH | RA420 | Solar photovoltaic | TWh | EP2050 | MB-E | 2050 | 11.12 | 0 | 0
Switzerland | CH | RA300 | Wind | TWh | EP2050+ | ZERO_basis | 2000 | 0 | 0 | 0
Switzerland | CH | RA300 | Wind | TWh | EP2050+ | ZERO_basis | 2019 | 0.1 | 0 | 0
Switzerland | CH | RA300 | Wind | TWh | EP2050+ | ZERO_basis | 2025 | 0.3 | 0 | 0
Switzerland | CH | RA300 | Wind | TWh | EP2050+ | ZERO_basis | 2030 | 0.6 | 0 | 0
Switzerland | CH | RA300 | Wind | TWh | EP2050+ | ZERO_basis | 2035 | 1.2 | 0 | 0
Switzerland | CH | RA300 | Wind | TWh | EP2050+ | ZERO_basis | 2040 | 2.2 | 0 | 0
Switzerland | CH | RA300 | Wind | TWh | EP2050+ | ZERO_basis | 2045 | 3.4 | 0 | 0
Switzerland | CH | RA300 | Wind | TWh | EP2050+ | ZERO_basis | 2050 | 4.3 | 0 | 0
Switzerland | CH | RA310 | Wind on shore | TWh | EP2050+ | ZERO_basis | 2000 | 0 | 0 | 0
Switzerland | CH | RA310 | Wind on shore | TWh | EP2050+ | ZERO_basis | 2019 | 0.1 | 0 | 0
Switzerland | CH | RA310 | Wind on shore | TWh | EP2050+ | ZERO_basis | 2025 | 0.3 | 0 | 0
Switzerland | CH | RA310 | Wind on shore | TWh | EP2050+ | ZERO_basis | 2030 | 0.6 | 0 | 0
Switzerland | CH | RA310 | Wind on shore | TWh | EP2050+ | ZERO_basis | 2035 | 1.2 | 0 | 0
Switzerland | CH | RA310 | Wind on shore | TWh | EP2050+ | ZERO_basis | 2040 | 2.2 | 0 | 0
Switzerland | CH | RA310 | Wind on shore | TWh | EP2050+ | ZERO_basis | 2045 | 3.4 | 0 | 0
Switzerland | CH | RA310 | Wind on shore | TWh | EP2050+ | ZERO_basis | 2050 | 4.3 | 0 | 0
Switzerland | CH | RA400 | Solar | TWh | EP2050+ | ZERO_basis | 2000 | 0 | 0 | 0
Switzerland | CH | RA400 | Solar | TWh | EP2050+ | ZERO_basis | 2019 | 2.2 | 0 | 0
Switzerland | CH | RA400 | Solar | TWh | EP2050+ | ZERO_basis | 2025 | 4.3 | 0 | 0
Switzerland | CH | RA400 | Solar | TWh | EP2050+ | ZERO_basis | 2030 | 8.7 | 0 | 0
Switzerland | CH | RA400 | Solar | TWh | EP2050+ | ZERO_basis | 2035 | 14.4 | 0 | 0
Switzerland | CH | RA400 | Solar | TWh | EP2050+ | ZERO_basis | 2040 | 21.5 | 0 | 0
Switzerland | CH | RA400 | Solar | TWh | EP2050+ | ZERO_basis | 2045 | 27.8 | 0 | 0
Switzerland | CH | RA400 | Solar | TWh | EP2050+ | ZERO_basis | 2050 | 33.6 | 0 | 0
Switzerland | CH | RA420 | Solar photovoltaic | TWh | EP2050+ | ZERO_basis | 2000 | 0 | 0 | 0
Switzerland | CH | RA420 | Solar photovoltaic | TWh | EP2050+ | ZERO_basis | 2019 | 2.2 | 0 | 0
Switzerland | CH | RA420 | Solar photovoltaic | TWh | EP2050+ | ZERO_basis | 2025 | 4.3 | 0 | 0
Switzerland | CH | RA420 | Solar photovoltaic | TWh | EP2050+ | ZERO_basis | 2030 | 8.7 | 0 | 0
Switzerland | CH | RA420 | Solar photovoltaic | TWh | EP2050+ | ZERO_basis | 2035 | 14.4 | 0 | 0
Switzerland | CH | RA420 | Solar photovoltaic | TWh | EP2050+ | ZERO_basis | 2040 | 21.5 | 0 | 0
Switzerland | CH | RA420 | Solar photovoltaic | TWh | EP2050+ | ZERO_basis | 2045 | 27.8 | 0 | 0
Switzerland | CH | RA420 | Solar photovoltaic | TWh | EP2050+ | ZERO_basis | 2050 | 33.6 | 0 | 0
United Kingdom | UK | RA320 | Wind off shore | GW | UK GOV | ref | 2030 | 45 | 1 | 0
United Kingdom | UK | RA320_F | Wind off shore | GW | UK GOV | ref | 2030 | 5 | 1 | 0
United Kingdom | UK | RA400 | Solar | GW | UK GOV | ref | 2030 | 51 | 1 | 0
United Kingdom | UK | RA420 | Solar photovoltaic | GW | UK GOV | ref | 2030 | 51 | 1 | 0
United Kingdom | UK | RA310 | Wind on shore | GW | Carbon Brief | NESO | 2030 | 27 | 1 | 0
United Kingdom | UK | RA300 | Wind | GW | UK GOV | ref | 2030 | 72 | 1 | 0
Note on I4: Henning Åsheim: Tabel 6 (WAM-scenario), from the "Integrierter nationaler Energie- und Klimaplan für Österreich"
Note on I5: Henning Åsheim: Tabel 6 (WAM-scenario), from the "Integrierter nationaler Energie- und Klimaplan für Österreich"
Note on I6: Henning Åsheim: Tabel 6 (WAM-scenario), from the "Integrierter nationaler Energie- und Klimaplan für Österreich"
Note on I7: Henning Åsheim: Tabel 6 (WAM-scenario), from the "Integrierter nationaler Energie- und Klimaplan für Österreich"
Note on I8: Henning Åsheim: Tabel 6 (WAM-scenario), from the "Integrierter nationaler Energie- und Klimaplan für Österreich"
Note on I9: Henning Åsheim: Tabel 6 (WAM-scenario), from the "Integrierter nationaler Energie- und Klimaplan für Österreich"
Note on I10: Henning Åsheim: Tabel 6 (WAM-scenario), from the "Integrierter nationaler Energie- und Klimaplan für Österreich"
Note on I11: Henning Åsheim: Tabel 6 (WAM-scenario), from the "Integrierter nationaler Energie- und Klimaplan für Österreich"
Note on I12: Henning Åsheim: Tabel 6 (WAM-scenario), from the "Integrierter nationaler Energie- und Klimaplan für Österreich"
Note on I13: Henning Åsheim: Tabel 6 (WAM-scenario), from the "Integrierter nationaler Energie- und Klimaplan für Österreich"
Note on I29: Henning Åsheim: Tabel 6 (WAM-scenario), from the "Integrierter nationaler Energie- und Klimaplan für Österreich"
Note on I30: Henning Åsheim: Tabel 6 (WAM-scenario), from the "Integrierter nationaler Energie- und Klimaplan für Österreich"
Note on I31: Henning Åsheim: Tabel 6 (WAM-scenario), from the "Integrierter nationaler Energie- und Klimaplan für Österreich"
Note on I32: Henning Åsheim: Tabel 6 (WAM-scenario), from the "Integrierter nationaler Energie- und Klimaplan für Österreich"
Note on I33: Henning Åsheim: Tabel 6 (WAM-scenario), from the "Integrierter nationaler Energie- und Klimaplan für Österreich"
Note on I34: Henning Åsheim: Tabel 6 (WAM-scenario), from the "Integrierter nationaler Energie- und Klimaplan für Österreich"
Note on I35: Henning Åsheim: Tabel 6 (WAM-scenario), from the "Integrierter nationaler Energie- und Klimaplan für Österreich"
Note on I36: Henning Åsheim: Tabel 6 (WAM-scenario), from the "Integrierter nationaler Energie- und Klimaplan für Österreich"
Note on I37: Henning Åsheim: Tabel 6 (WAM-scenario), from the "Integrierter nationaler Energie- und Klimaplan für Österreich"
Note on I38: Henning Åsheim: Tabel 6 (WAM-scenario), from the "Integrierter nationaler Energie- und Klimaplan für Österreich"
Note on I52: Henning Åsheim: There is a goal of 2GW per year to reach a production capacity of 41TW by 2040, but I dont know from when.
Note on I53: Henning Åsheim: Tabel 6 (WAM-scenario), from the "Integrierter nationaler Energie- und Klimaplan für Österreich." This number is only for photo-voltaic production
Note on I54: Henning Åsheim: Tabel 6 (WAM-scenario), from the "Integrierter nationaler Energie- und Klimaplan für Österreich"
Note on I55: Henning Åsheim: Tabel 6 (WAM-scenario), from the "Integrierter nationaler Energie- und Klimaplan für Österreich"
Note on I56: Henning Åsheim: Tabel 6 (WAM-scenario), from the "Integrierter nationaler Energie- und Klimaplan für Österreich"
Note on I57: Henning Åsheim: Tabel 6 (WAM-scenario), from the "Integrierter nationaler Energie- und Klimaplan für Österreich"
Note on I58: Henning Åsheim: Tabel 6 (WAM-scenario), from the "Integrierter nationaler Energie- und Klimaplan für Österreich"
Note on I59: Henning Åsheim: Tabel 6 (WAM-scenario), from the "Integrierter nationaler Energie- und Klimaplan für Österreich"
Note on I60: Henning Åsheim: Tabel 6 (WAM-scenario), from the "Integrierter nationaler Energie- und Klimaplan für Österreich"
Note on I61: Henning Åsheim: Tabel 6 (WAM-scenario), from the "Integrierter nationaler Energie- und Klimaplan für Österreich"
Note on I62: Henning Åsheim: Tabel 6 (WAM-scenario), from the "Integrierter nationaler Energie- und Klimaplan für Österreich"
Note on I74: Henning Åsheim: There is also a different goal of 41TWh by 2040, but this seems less likely
Note on I76: Henning Åsheim: There is a goal of 2GW per year to reach a production capacity of 41TW by 2040, but I dont know from when.
Note on I77: Henning Åsheim: Tabel 6 (WAM-scenario), from the "Integrierter nationaler Energie- und Klimaplan für Österreich." This number is only for photo-voltaic production
Note on I78: Henning Åsheim: Tabel 6 (WAM-scenario), from the "Integrierter nationaler Energie- und Klimaplan für Österreich"
Note on I79: Henning Åsheim: Tabel 6 (WAM-scenario), from the "Integrierter nationaler Energie- und Klimaplan für Österreich"
Note on I80: Henning Åsheim: Tabel 6 (WAM-scenario), from the "Integrierter nationaler Energie- und Klimaplan für Österreich"
Note on I81: Henning Åsheim: Tabel 6 (WAM-scenario), from the "Integrierter nationaler Energie- und Klimaplan für Österreich"
Note on I82: Henning Åsheim: Tabel 6 (WAM-scenario), from the "Integrierter nationaler Energie- und Klimaplan für Österreich"
Note on I83: Henning Åsheim: Tabel 6 (WAM-scenario), from the "Integrierter nationaler Energie- und Klimaplan für Österreich"
Note on I84: Henning Åsheim: Tabel 6 (WAM-scenario), from the "Integrierter nationaler Energie- und Klimaplan für Österreich"
Note on I85: Henning Åsheim: Tabel 6 (WAM-scenario), from the "Integrierter nationaler Energie- und Klimaplan für Österreich"
Note on I86: Henning Åsheim: Tabel 6 (WAM-scenario), from the "Integrierter nationaler Energie- und Klimaplan für Österreich"
Note on I98: Henning Åsheim: There is also a different goal of 41TWh by 2040, but this seems less likely
Note on I100: Henning Åsheim: Tabel 6, from the "Integrierter nationaler Energie- und Klimaplan für Österreich"
Note on I101: Henning Åsheim: Tabel 6, from the "Integrierter nationaler Energie- und Klimaplan für Österreich"
Note on I102: Henning Åsheim: Tabel 6, from the "Integrierter nationaler Energie- und Klimaplan für Österreich"
Note on I103: Henning Åsheim: Tabel 6, from the "Integrierter nationaler Energie- und Klimaplan für Österreich"
Note on I104: Henning Åsheim: Tabel 6, from the "Integrierter nationaler Energie- und Klimaplan für Österreich"
Note on I105: Henning Åsheim: Tabel 6, from the "Integrierter nationaler Energie- und Klimaplan für Österreich"
Note on I106: Henning Åsheim: Tabel 6, from the "Integrierter nationaler Energie- und Klimaplan für Österreich"
Note on I107: Henning Åsheim: Tabel 6, from the "Integrierter nationaler Energie- und Klimaplan für Österreich"
Note on I108: Henning Åsheim: Tabel 6, from the "Integrierter nationaler Energie- und Klimaplan für Österreich"
Note on I109: Henning Åsheim: Tabel 6, from the "Integrierter nationaler Energie- und Klimaplan für Österreich"
Note on I130: Henning Åsheim: This doesn't include the Brussels region, as they have no good goal and they will only have a very small capacity. Additionally this assumes 1GW of floating solar.
Note on I131: Henning Åsheim: This doesn't include the Brussels region, as they have no good goal and they will only have a very small capacity. Additionally this assumes 1GW of floating solar.
Note on I132: Henning Åsheim: Only onshore for now, but the government plans for offshore wind farms, with much opposition.
Note on I228: Henning Åsheim: Electricity production only
Note on I250: Henning Åsheim: I think it is expected to be a reduction in on shore number of turbines by 2050, but I dont know how this translates capacity-wise
Note on I252: Henning Åsheim: The added capacity for onshore wind and solar are examples for how to quadruple land and solar by 2030, this is dependent on available land.
Note on I257: Henning Åsheim: The added capacity for onshore wind and solar are examples for how to quadruple land and solar by 2030, this is dependent on available land.
Note on I259: Henning Åsheim: The added capacity for onshore wind and solar are examples for how to quadruple land and solar by 2030, this is dependent on available land. Page 6 of the Danish climate accord states that this goal is for PV
Note on G311: Henning Åsheim: KSP = Klimaschutzplan
Note on I370: Henning Åsheim: Assuming no new on shore capacity
Note on I671: Henning Åsheim: 2-4GW as goal
Note on I672: Henning Åsheim: 2-4GW as goal
Note on I705: Henning Åsheim: Goal is 5-7GW
Note on I706: Henning Åsheim: Goal is 10-16GW
Note on I707: Henning Åsheim: Goal is 5-7GW
Note on I708: Henning Åsheim: Goal is 10-16GW
Note on G810: Henning Åsheim: EM = Existing measures
Note on G816: Henning Åsheim: EM = Existing measures
Note on G822: Henning Åsheim: EM = Existing measures
Note on G828: Henning Åsheim: EM = Existing measures
Note on G834: Henning Åsheim: EM = Existing measures
Note on G840: Henning Åsheim: EM = Existing measures
Note on I863: Henning Åsheim: Additional wind capacity between 2021 and 2030 is estimated to be 13GW
Note on I864: Henning Åsheim: Solar is estaimated to increase by just under 5GW between 2021 and 2030
Note on G865: Henning Åsheim: LM = Lokal Miljöhänsyn (Local environment consideration)
Note on G886: Henning Åsheim: LM = Lokal Miljöhänsyn (Local environment consideration)
Note on G907: Henning Åsheim: LM = Lokal Miljöhänsyn (Local environment consideration)
Note on G928: Henning Åsheim: LM = Lokal Miljöhänsyn (Local environment consideration)
Note on G949: Henning Åsheim: LM = Lokal Miljöhänsyn (Local environment consideration)
Note on G970: Henning Åsheim: LM = Lokal Miljöhänsyn (Local environment consideration)
Note on G991: Henning Åsheim: LM = Lokal Miljöhänsyn (Local environment consideration)
Note on G1012: Henning Åsheim: LM = Lokal Miljöhänsyn (Local environment consideration)
Note on E1033: Henning Åsheim: GWh per year (GWh/a)
Note on F1033: Henning Åsheim: EP2050 = Energieperspektiven 2050
Note on G1033: Henning Åsheim: MB = Massnahmen Bundesrat (Measures of the Federal Council) C = Scenario fossile central CE = Scenario fossile central and renewable CE1 = CE + Faster build out of PV E = Renewable
Note on E1034: Henning Åsheim: GWh per year (GWh/a)
Note on F1034: Henning Åsheim: EP2050 = Energieperspektiven 2050
Note on G1034: Henning Åsheim: MB = Massnahmen Bundesrat (Measures of the Federal Council) C = Scenario fossile central CE = Scenario fossile central and renewable CE1 = CE + Faster build out of PV E = Renewable
Note on E1045: Henning Åsheim: GWh per year (GWh/a)
Note on F1045: Henning Åsheim: EP2050 = Energieperspektiven 2050
Note on G1045: Henning Åsheim: MB = Massnahmen Bundesrat (Measures of the Federal Council) C = Scenario fossile central CE = Scenario fossile central and renewable CE1 = CE + Faster build out of PV E = Renewable
Note on E1046: Henning Åsheim: GWh per year (GWh/a)
Note on F1046: Henning Åsheim: EP2050 = Energieperspektiven 2050
Note on G1046: Henning Åsheim: MB = Massnahmen Bundesrat (Measures of the Federal Council) C = Scenario fossile central CE = Scenario fossile central and renewable CE1 = CE + Faster build out of PV E = Renewable
Note on D1057: Henning Åsheim: Most will apparently be roof mounted

## Austria
country | geo | siec | type | unit | source | scenario | year | cap | cap_min | cap_max | target | demand | problem | region
Austria | AT | RA300 | Wind | GW | GOV | obs | 2023 | 3.885 |  |  | 0 | 0 | 0
Austria | AT | RA300 | Wind | GW | IEA-WIND | potential | 2030 | 7.5 |  |  | 0 | 0 | 0
Austria | AT | RA300 | Wind | PJ | NECP_1 | WAM | 2021 | 31 |  |  | 0 | 0 | 0
Austria | AT | RA300 | Wind | PJ | NECP_1 | WAM | 2022 | 34 |  |  | 0 | 0 | 0
Austria | AT | RA300 | Wind | PJ | NECP_1 | WAM | 2023 | 37 |  |  | 0 | 0 | 0
Austria | AT | RA300 | Wind | PJ | NECP_1 | WAM | 2024 | 40 |  |  | 0 | 0 | 0
Austria | AT | RA300 | Wind | PJ | NECP_1 | WAM | 2025 | 43 |  |  | 0 | 0 | 0
Austria | AT | RA300 | Wind | PJ | NECP_1 | WAM | 2026 | 46 |  |  | 0 | 0 | 0
Austria | AT | RA300 | Wind | PJ | NECP_1 | WAM | 2027 | 50 |  |  | 0 | 0 | 0
Austria | AT | RA300 | Wind | PJ | NECP_1 | WAM | 2028 | 53 |  |  | 0 | 0 | 0
Austria | AT | RA300 | Wind | PJ | NECP_1 | WAM | 2029 | 57 |  |  | 0 | 0 | 0
Austria | AT | RA300 | Wind | PJ | NECP_1 | WAM | 2030 | 60 |  |  | 0 | 0 | 0
Austria | AT | RA300 | Wind | TWh | NECP | WAM | 2020 | 7 |  |  | 0 | 0 | 0
Austria | AT | RA300 | Wind | TWh | NECP | WAM | 2021 | 7 |  |  | 0 | 0 | 0
Austria | AT | RA300 | Wind | TWh | NECP | WAM | 2022 | 7 |  |  | 0 | 0 | 0
Austria | AT | RA300 | Wind | TWh | NECP | WAM | 2023 | 9 |  |  | 0 | 0 | 0
Austria | AT | RA300 | Wind | TWh | NECP | WAM | 2024 | 11 |  |  | 0 | 0 | 0
Austria | AT | RA300 | Wind | TWh | NECP | WAM | 2025 | 12 |  |  | 0 | 0 | 0
Austria | AT | RA300 | Wind | TWh | NECP | WAM | 2026 | 13 |  |  | 0 | 0 | 0
Austria | AT | RA300 | Wind | TWh | NECP | WAM | 2027 | 14 |  |  | 0 | 0 | 0
Austria | AT | RA300 | Wind | TWh | NECP | WAM | 2028 | 16 |  |  | 0 | 0 | 0
Austria | AT | RA300 | Wind | TWh | NECP | WAM | 2029 | 17 |  |  | 0 | 0 | 0
Austria | AT | RA300 | Wind | TWh | NECP | WAM | 2030 | 19 |  |  | 0 | 0 | 0
Austria | AT | RA300 | Wind | TWh | NECP | WAM | 2040 | 24 |  |  | 0 | 0 | 0
Austria | AT | RA300 | Wind | TWh | NECP | WAM | 2050 | 27 |  |  | 0 | 0 | 0
Austria | AT | RA310 | Wind on shore | GW | GOV | obs | 2023 | 3.885 |  |  | 0 | 0 | 0
Austria | AT | RA310 | Wind on shore | GW | IEA | potential | 2030 | 7.5 |  |  | 0 | 0 | 0
Austria | AT | RA310 | Wind on shore | PJ | NECP_1 | WAM | 2021 | 31 |  |  | 0 | 0 | 0
Austria | AT | RA310 | Wind on shore | PJ | NECP_1 | WAM | 2022 | 34 |  |  | 0 | 0 | 0
Austria | AT | RA310 | Wind on shore | PJ | NECP_1 | WAM | 2023 | 37 |  |  | 0 | 0 | 0
Austria | AT | RA310 | Wind on shore | PJ | NECP_1 | WAM | 2024 | 40 |  |  | 0 | 0 | 0
Austria | AT | RA310 | Wind on shore | PJ | NECP_1 | WAM | 2025 | 43 |  |  | 0 | 0 | 0
Austria | AT | RA310 | Wind on shore | PJ | NECP_1 | WAM | 2026 | 46 |  |  | 0 | 0 | 0
Austria | AT | RA310 | Wind on shore | PJ | NECP_1 | WAM | 2027 | 50 |  |  | 0 | 0 | 0
Austria | AT | RA310 | Wind on shore | PJ | NECP_1 | WAM | 2028 | 53 |  |  | 0 | 0 | 0
Austria | AT | RA310 | Wind on shore | PJ | NECP_1 | WAM | 2029 | 57 |  |  | 0 | 0 | 0
Austria | AT | RA310 | Wind on shore | PJ | NECP_1 | WAM | 2030 | 60 |  |  | 0 | 0 | 0
Austria | AT | RA310 | Wind on shore | TWh | NECP | WAM | 2020 | 7 |  |  | 0 | 0 | 0
Austria | AT | RA310 | Wind on shore | TWh | NECP | WAM | 2021 | 7 |  |  | 0 | 0 | 0
Austria | AT | RA310 | Wind on shore | TWh | NECP | WAM | 2022 | 7 |  |  | 0 | 0 | 0
Austria | AT | RA310 | Wind on shore | TWh | NECP | WAM | 2023 | 9 |  |  | 0 | 0 | 0
Austria | AT | RA310 | Wind on shore | TWh | NECP | WAM | 2024 | 11 |  |  | 0 | 0 | 0
Austria | AT | RA310 | Wind on shore | TWh | NECP | WAM | 2025 | 12 |  |  | 0 | 0 | 0
Austria | AT | RA310 | Wind on shore | TWh | NECP | WAM | 2026 | 13 |  |  | 0 | 0 | 0
Austria | AT | RA310 | Wind on shore | TWh | NECP | WAM | 2027 | 14 |  |  | 0 | 0 | 0
Austria | AT | RA310 | Wind on shore | TWh | NECP | WAM | 2028 | 16 |  |  | 0 | 0 | 0
Austria | AT | RA310 | Wind on shore | TWh | NECP | WAM | 2029 | 17 |  |  | 0 | 0 | 0
Austria | AT | RA310 | Wind on shore | TWh | NECP | WAM | 2030 | 19 |  |  | 0 | 0 | 0
Austria | AT | RA310 | Wind on shore | TWh | NECP | WAM | 2040 | 24 |  |  | 0 | 0 | 0
Austria | AT | RA310 | Wind on shore | TWh | NECP | WAM | 2050 | 27 |  |  | 0 | 0 | 0
Austria | AT | RA400 | Solar | GW | GOV | obs | 2023 | 6.396 |  |  | 0 | 0 | 0
Austria | AT | RA400 | Solar | PJ | NECP_1 | WAM | 2021 | 13 |  |  | 0 | 0 | 0
Austria | AT | RA400 | Solar | PJ | NECP_1 | WAM | 2022 | 16 |  |  | 0 | 0 | 0
Austria | AT | RA400 | Solar | PJ | NECP_1 | WAM | 2023 | 20 |  |  | 0 | 0 | 0
Austria | AT | RA400 | Solar | PJ | NECP_1 | WAM | 2024 | 23 |  |  | 0 | 0 | 0
Austria | AT | RA400 | Solar | PJ | NECP_1 | WAM | 2025 | 26 |  |  | 0 | 0 | 0
Austria | AT | RA400 | Solar | PJ | NECP_1 | WAM | 2026 | 29 |  |  | 0 | 0 | 0
Austria | AT | RA400 | Solar | PJ | NECP_1 | WAM | 2027 | 32 |  |  | 0 | 0 | 0
Austria | AT | RA400 | Solar | PJ | NECP_1 | WAM | 2028 | 35 |  |  | 0 | 0 | 0
Austria | AT | RA400 | Solar | PJ | NECP_1 | WAM | 2029 | 39 |  |  | 0 | 0 | 0
Austria | AT | RA400 | Solar | PJ | NECP_1 | WAM | 2030 | 42 |  |  | 0 | 0 | 0
Austria | AT | RA400 | Solar | TWh | NECP | WAM | 2020 | 3 |  |  | 0 | 0 | 0
Austria | AT | RA400 | Solar | TWh | NECP | WAM | 2021 | 3 |  |  | 0 | 0 | 0
Austria | AT | RA400 | Solar | TWh | NECP | WAM | 2022 | 4 |  |  | 0 | 0 | 0
Austria | AT | RA400 | Solar | TWh | NECP | WAM | 2023 | 5 |  |  | 0 | 0 | 0
Austria | AT | RA400 | Solar | TWh | NECP | WAM | 2024 | 6 |  |  | 0 | 0 | 0
Austria | AT | RA400 | Solar | TWh | NECP | WAM | 2025 | 8 |  |  | 0 | 0 | 0
Austria | AT | RA400 | Solar | TWh | NECP | WAM | 2026 | 10 |  |  | 0 | 0 | 0
Austria | AT | RA400 | Solar | TWh | NECP | WAM | 2027 | 12 |  |  | 0 | 0 | 0
Austria | AT | RA400 | Solar | TWh | NECP | WAM | 2028 | 15 |  |  | 0 | 0 | 0
Austria | AT | RA400 | Solar | TWh | NECP | WAM | 2029 | 17 |  |  | 0 | 0 | 0
Austria | AT | RA400 | Solar | TWh | NECP | WAM | 2030 | 19 |  |  | 0 | 0 | 0
Austria | AT | RA400 | Solar | TWh | NECP | WAM | 2040 | 30 |  |  | 0 | 0 | 0
Austria | AT | RA400 | Solar | TWh | NECP | WAM | 2050 | 35 |  |  | 0 | 0 | 0
Austria | AT | RA420 | Solar photovoltaic | GW | GOV | obs | 2023 | 6.396 |  |  | 0 | 0 | 0
Austria | AT | RA420 | Solar photovoltaic | PJ | NECP_1 | WAM | 2021 | 13 |  |  | 0 | 0 | 0
Austria | AT | RA420 | Solar photovoltaic | PJ | NECP_1 | WAM | 2022 | 16 |  |  | 0 | 0 | 0
Austria | AT | RA420 | Solar photovoltaic | PJ | NECP_1 | WAM | 2023 | 20 |  |  | 0 | 0 | 0
Austria | AT | RA420 | Solar photovoltaic | PJ | NECP_1 | WAM | 2024 | 23 |  |  | 0 | 0 | 0
Austria | AT | RA420 | Solar photovoltaic | PJ | NECP_1 | WAM | 2025 | 26 |  |  | 0 | 0 | 0
Austria | AT | RA420 | Solar photovoltaic | PJ | NECP_1 | WAM | 2026 | 29 |  |  | 0 | 0 | 0
Austria | AT | RA420 | Solar photovoltaic | PJ | NECP_1 | WAM | 2027 | 32 |  |  | 0 | 0 | 0
Austria | AT | RA420 | Solar photovoltaic | PJ | NECP_1 | WAM | 2028 | 35 |  |  | 0 | 0 | 0
Austria | AT | RA420 | Solar photovoltaic | PJ | NECP_1 | WAM | 2029 | 39 |  |  | 0 | 0 | 0
Austria | AT | RA420 | Solar photovoltaic | PJ | NECP_1 | WAM | 2030 | 42 |  |  | 0 | 0 | 0
Austria | AT | RA420 | Solar photovoltaic | TWh | NECP | WAM | 2020 | 3 |  |  | 0 | 0 | 0
Austria | AT | RA420 | Solar photovoltaic | TWh | NECP | WAM | 2021 | 3 |  |  | 0 | 0 | 0
Austria | AT | RA420 | Solar photovoltaic | TWh | NECP | WAM | 2022 | 4 |  |  | 0 | 0 | 0
Austria | AT | RA420 | Solar photovoltaic | TWh | NECP | WAM | 2023 | 5 |  |  | 0 | 0 | 0
Austria | AT | RA420 | Solar photovoltaic | TWh | NECP | WAM | 2024 | 6 |  |  | 0 | 0 | 0
Austria | AT | RA420 | Solar photovoltaic | TWh | NECP | WAM | 2025 | 8 |  |  | 0 | 0 | 0
Austria | AT | RA420 | Solar photovoltaic | TWh | NECP | WAM | 2026 | 10 |  |  | 0 | 0 | 0
Austria | AT | RA420 | Solar photovoltaic | TWh | NECP | WAM | 2027 | 12 |  |  | 0 | 0 | 0
Austria | AT | RA420 | Solar photovoltaic | TWh | NECP | WAM | 2028 | 15 |  |  | 0 | 0 | 0
Austria | AT | RA420 | Solar photovoltaic | TWh | NECP | WAM | 2029 | 17 |  |  | 0 | 0 | 0
Austria | AT | RA420 | Solar photovoltaic | TWh | NECP | WAM | 2030 | 19 |  |  | 0 | 0 | 0
Austria | AT | RA420 | Solar photovoltaic | TWh | NECP | WAM | 2040 | 30 |  |  | 0 | 0 | 0
Austria | AT | RA420 | Solar photovoltaic | TWh | NECP | WAM | 2050 | 35 |  |  | 0 | 0 | 0
Austria | AT | RA300 | Wind | PJ | NECP_1 | WAM | 2021 | 31 |  |  | 0 | 0 | 0
Austria | AT | RA300 | Wind | PJ | NECP_1 | WAM | 2022 | 34 |  |  | 0 | 0 | 0
Austria | AT | RA300 | Wind | PJ | NECP_1 | WAM | 2023 | 37 |  |  | 0 | 0 | 0
Austria | AT | RA300 | Wind | PJ | NECP_1 | WAM | 2024 | 40 |  |  | 0 | 0 | 0
Austria | AT | RA300 | Wind | PJ | NECP_1 | WAM | 2025 | 43 |  |  | 0 | 0 | 0
Austria | AT | RA300 | Wind | PJ | NECP_1 | WAM | 2026 | 46 |  |  | 0 | 0 | 0
Austria | AT | RA300 | Wind | PJ | NECP_1 | WAM | 2027 | 50 |  |  | 0 | 0 | 0
Austria | AT | RA300 | Wind | PJ | NECP_1 | WAM | 2028 | 53 |  |  | 0 | 0 | 0
Austria | AT | RA300 | Wind | PJ | NECP_1 | WAM | 2029 | 57 |  |  | 0 | 0 | 0
Austria | AT | RA300 | Wind | PJ | NECP_1 | WAM | 2030 | 60 |  |  | 0 | 0 | 0
Austria | AT | RA300 | Wind | TWh | NECP | WEM | 2020 | 7 |  |  | 0 | 0 | 0
Austria | AT | RA300 | Wind | TWh | NECP | WEM | 2030 | 17 |  |  | 0 | 0 | 0
Austria | AT | RA300 | Wind | TWh | NECP | WEM | 2040 | 19 |  |  | 0 | 0 | 0
Austria | AT | RA300 | Wind | TWh | NECP | WEM | 2050 | 22 |  |  | 0 | 0 | 0
Austria | AT | RA310 | Wind on shore | TWh | NECP | WEM | 2020 | 7 |  |  | 0 | 0 | 0
Austria | AT | RA310 | Wind on shore | TWh | NECP | WEM | 2030 | 17 |  |  | 0 | 0 | 0
Austria | AT | RA310 | Wind on shore | TWh | NECP | WEM | 2040 | 19 |  |  | 0 | 0 | 0
Austria | AT | RA310 | Wind on shore | TWh | NECP | WEM | 2050 | 22 |  |  | 0 | 0 | 0
Austria | AT | RA400 | Solar | TWh | NECP | WEM | 2020 | 2 |  |  | 0 | 0 | 0
Austria | AT | RA400 | Solar | TWh | NECP | WEM | 2030 | 13 |  |  | 0 | 0 | 0
Austria | AT | RA400 | Solar | TWh | NECP | WEM | 2040 | 15 |  |  | 0 | 0 | 0
Austria | AT | RA400 | Solar | TWh | NECP | WEM | 2050 | 17 |  |  | 0 | 0 | 0
Austria | AT | RA420 | Solar photovoltaic | TWh | NECP | WEM | 2020 | 2 |  |  | 0 | 0 | 0
Austria | AT | RA420 | Solar photovoltaic | TWh | NECP | WEM | 2030 | 13 |  |  | 0 | 0 | 0
Austria | AT | RA420 | Solar photovoltaic | TWh | NECP | WEM | 2040 | 15 |  |  | 0 | 0 | 0
Austria | AT | RA420 | Solar photovoltaic | TWh | NECP | WEM | 2050 | 17 |  |  | 0 | 0 | 0
Austria | AT | EM2005 | Emission reduction 2005 | Percent | NECP | NA | 2030 | 48 |  |  | 1 | 0 | 0
Austria | AT | E7100 | Electricity - renewable | Percent | NECP | NA | 2030 | 100 |  |  | 1 | 0 | 0
Austria | AT | EM000 | Emission reduction | CN | NECP | NA | 2040 | 0 |  |  | 1 | 0 | 0
Austria | AT | REC000 | Gross final energy consumption - renewable | Percent | NECP | NA | 2030 | 57 |  |  | 1 | 0 | 0
Austria | AT | ED000 | Energy demand | PJ | NECP | obs | 2020 | 1056 |  |  | 0 | 1 | 0
Austria | AT | ED000 | Energy demand | PJ | NECP | WEM | 2030 | 1106 |  |  | 0 | 1 | 0
Austria | AT | ED000 | Energy demand | PJ | NECP | WEM | 2040 | 1052 |  |  | 0 | 1 | 0
Austria | AT | ED000 | Energy demand | PJ | NECP | WEM | 2050 | 1038 |  |  | 0 | 1 | 0
Austria | AT | ED140 | Energy demand - households and services | PJ | NECP | obs | 2020 | 392 |  |  | 0 | 1 | 0
Austria | AT | ED140 | Energy demand - households and services | PJ | NECP | WEM | 2030 | 395 |  |  | 0 | 1 | 0
Austria | AT | ED140 | Energy demand - households and services | PJ | NECP | WEM | 2040 | 389 |  |  | 0 | 1 | 0
Austria | AT | ED140 | Energy demand - households and services | PJ | NECP | WEM | 2050 | 393 |  |  | 0 | 1 | 0
Austria | AT | ED200 | Energy demand - transportation | PJ | NECP | obs | 2020 | 355 |  |  | 0 | 1 | 0
Austria | AT | ED200 | Energy demand - transportation | PJ | NECP | WEM | 2030 | 357 |  |  | 0 | 1 | 0
Austria | AT | ED200 | Energy demand - transportation | PJ | NECP | WEM | 2040 | 297 |  |  | 0 | 1 | 0
Austria | AT | ED200 | Energy demand - transportation | PJ | NECP | WEM | 2050 | 280 |  |  | 0 | 1 | 0
Austria | AT | ED300 | Energy demand - industry | PJ | NECP | obs | 2020 | 295 |  |  | 0 | 1 | 0
Austria | AT | ED300 | Energy demand - industry | PJ | NECP | WEM | 2030 | 340 |  |  | 0 | 1 | 0
Austria | AT | ED300 | Energy demand - industry | PJ | NECP | WEM | 2040 | 348 |  |  | 0 | 1 | 0
Austria | AT | ED300 | Energy demand - industry | PJ | NECP | WEM | 2050 | 347 |  |  | 0 | 1 | 0
Austria | AT | ED800 | Energy demand - others | PJ | NECP | obs | 2020 | 13 |  |  | 0 | 1 | 0
Austria | AT | ED800 | Energy demand - others | PJ | NECP | WEM | 2030 | 15 |  |  | 0 | 1 | 0
Austria | AT | ED800 | Energy demand - others | PJ | NECP | WEM | 2040 | 17 |  |  | 0 | 1 | 0
Austria | AT | ED800 | Energy demand - others | PJ | NECP | WEM | 2050 | 17 |  |  | 0 | 1 | 0
Austria | AT | ED000 | Energy demand | PJ | NECP | obs | 2020 | 1056 |  |  | 0 | 1 | 0
Austria | AT | ED000 | Energy demand | PJ | NECP | WAM | 2030 | 1033 |  |  | 0 | 1 | 0
Austria | AT | ED000 | Energy demand | PJ | NECP | WAM | 2040 | 948 |  |  | 0 | 1 | 0
Austria | AT | ED000 | Energy demand | PJ | NECP | WAM | 2050 | 884 |  |  | 0 | 1 | 0
Austria | AT | ED140 | Energy demand - households and services | PJ | NECP | obs | 2020 | 392 |  |  | 0 | 1 | 0
Austria | AT | ED140 | Energy demand - households and services | PJ | NECP | WAM | 2030 | 365 |  |  | 0 | 1 | 0
Austria | AT | ED140 | Energy demand - households and services | PJ | NECP | WAM | 2040 | 348 |  |  | 0 | 1 | 0
Austria | AT | ED140 | Energy demand - households and services | PJ | NECP | WAM | 2050 | 337 |  |  | 0 | 1 | 0
Austria | AT | ED200 | Energy demand - transportation | PJ | NECP | obs | 2020 | 355 |  |  | 0 | 1 | 0
Austria | AT | ED200 | Energy demand - transportation | PJ | NECP | WAM | 2030 | 337 |  |  | 0 | 1 | 0
Austria | AT | ED200 | Energy demand - transportation | PJ | NECP | WAM | 2040 | 268 |  |  | 0 | 1 | 0
Austria | AT | ED200 | Energy demand - transportation | PJ | NECP | WAM | 2050 | 238 |  |  | 0 | 1 | 0
Austria | AT | ED300 | Energy demand - industry | PJ | NECP | obs | 2020 | 295 |  |  | 0 | 1 | 0
Austria | AT | ED300 | Energy demand - industry | PJ | NECP | WAM | 2030 | 320 |  |  | 0 | 1 | 0
Austria | AT | ED300 | Energy demand - industry | PJ | NECP | WAM | 2040 | 320 |  |  | 0 | 1 | 0
Austria | AT | ED300 | Energy demand - industry | PJ | NECP | WAM | 2050 | 297 |  |  | 0 | 1 | 0
Austria | AT | ED800 | Energy demand - others | PJ | NECP | obs | 2020 | 13 |  |  | 0 | 1 | 0
Austria | AT | ED800 | Energy demand - others | PJ | NECP | WAM | 2030 | 11 |  |  | 0 | 1 | 0
Austria | AT | ED800 | Energy demand - others | PJ | NECP | WAM | 2040 | 12 |  |  | 0 | 1 | 0
Austria | AT | ED800 | Energy demand - others | PJ | NECP | WAM | 2050 | 13 |  |  | 0 | 1 | 0
Austria | AT | RHYD | Hydrogen of renewable origin | GW | NECP | target | 2030 | 1 |  |  | 1 | 1 | 0
Austria | AT | RHYD | Hydrogen of renewable origin | TWh | NECP | target | 2030 | 2 |  |  | 1 | 0 | 0
Austria | AT | ED210 | Energy demand transportation - renewables | Percent | NECP | target | 2030 | 14 |  |  | 1 | 0 | 0
Austria | AT | RFNBO | Renewable fuels of non-biological origin | TWh | NECP | est | 2030 | 7.5 |  |  | 0 | 1 | 0
Note on I4: Henning Åsheim: Tabel 6 (WAM-scenario), from the "Integrierter nationaler Energie- und Klimaplan für Österreich"
Note on I5: Henning Åsheim: Tabel 6 (WAM-scenario), from the "Integrierter nationaler Energie- und Klimaplan für Österreich"
Note on I6: Henning Åsheim: Tabel 6 (WAM-scenario), from the "Integrierter nationaler Energie- und Klimaplan für Österreich"
Note on I7: Henning Åsheim: Tabel 6 (WAM-scenario), from the "Integrierter nationaler Energie- und Klimaplan für Österreich"
Note on I8: Henning Åsheim: Tabel 6 (WAM-scenario), from the "Integrierter nationaler Energie- und Klimaplan für Österreich"
Note on I9: Henning Åsheim: Tabel 6 (WAM-scenario), from the "Integrierter nationaler Energie- und Klimaplan für Österreich"
Note on I10: Henning Åsheim: Tabel 6 (WAM-scenario), from the "Integrierter nationaler Energie- und Klimaplan für Österreich"
Note on I11: Henning Åsheim: Tabel 6 (WAM-scenario), from the "Integrierter nationaler Energie- und Klimaplan für Österreich"
Note on I12: Henning Åsheim: Tabel 6 (WAM-scenario), from the "Integrierter nationaler Energie- und Klimaplan für Österreich"
Note on I13: Henning Åsheim: Tabel 6 (WAM-scenario), from the "Integrierter nationaler Energie- und Klimaplan für Österreich"
Note on I29: Henning Åsheim: Tabel 6 (WAM-scenario), from the "Integrierter nationaler Energie- und Klimaplan für Österreich"
Note on I30: Henning Åsheim: Tabel 6 (WAM-scenario), from the "Integrierter nationaler Energie- und Klimaplan für Österreich"
Note on I31: Henning Åsheim: Tabel 6 (WAM-scenario), from the "Integrierter nationaler Energie- und Klimaplan für Österreich"
Note on I32: Henning Åsheim: Tabel 6 (WAM-scenario), from the "Integrierter nationaler Energie- und Klimaplan für Österreich"
Note on I33: Henning Åsheim: Tabel 6 (WAM-scenario), from the "Integrierter nationaler Energie- und Klimaplan für Österreich"
Note on I34: Henning Åsheim: Tabel 6 (WAM-scenario), from the "Integrierter nationaler Energie- und Klimaplan für Österreich"
Note on I35: Henning Åsheim: Tabel 6 (WAM-scenario), from the "Integrierter nationaler Energie- und Klimaplan für Österreich"
Note on I36: Henning Åsheim: Tabel 6 (WAM-scenario), from the "Integrierter nationaler Energie- und Klimaplan für Österreich"
Note on I37: Henning Åsheim: Tabel 6 (WAM-scenario), from the "Integrierter nationaler Energie- und Klimaplan für Österreich"
Note on I38: Henning Åsheim: Tabel 6 (WAM-scenario), from the "Integrierter nationaler Energie- und Klimaplan für Österreich"
Note on I52: Henning Åsheim: There is a goal of 2GW per year to reach a production capacity of 41TW by 2040, but I dont know from when.
Note on I53: Henning Åsheim: Tabel 6 (WAM-scenario), from the "Integrierter nationaler Energie- und Klimaplan für Österreich." This number is only for photo-voltaic production
Note on I54: Henning Åsheim: Tabel 6 (WAM-scenario), from the "Integrierter nationaler Energie- und Klimaplan für Österreich"
Note on I55: Henning Åsheim: Tabel 6 (WAM-scenario), from the "Integrierter nationaler Energie- und Klimaplan für Österreich"
Note on I56: Henning Åsheim: Tabel 6 (WAM-scenario), from the "Integrierter nationaler Energie- und Klimaplan für Österreich"
Note on I57: Henning Åsheim: Tabel 6 (WAM-scenario), from the "Integrierter nationaler Energie- und Klimaplan für Österreich"
Note on I58: Henning Åsheim: Tabel 6 (WAM-scenario), from the "Integrierter nationaler Energie- und Klimaplan für Österreich"
Note on I59: Henning Åsheim: Tabel 6 (WAM-scenario), from the "Integrierter nationaler Energie- und Klimaplan für Österreich"
Note on I60: Henning Åsheim: Tabel 6 (WAM-scenario), from the "Integrierter nationaler Energie- und Klimaplan für Österreich"
Note on I61: Henning Åsheim: Tabel 6 (WAM-scenario), from the "Integrierter nationaler Energie- und Klimaplan für Österreich"
Note on I62: Henning Åsheim: Tabel 6 (WAM-scenario), from the "Integrierter nationaler Energie- und Klimaplan für Österreich"
Note on I74: Henning Åsheim: There is also a different goal of 41TWh by 2040, but this seems less likely
Note on I76: Henning Åsheim: There is a goal of 2GW per year to reach a production capacity of 41TW by 2040, but I dont know from when.
Note on I77: Henning Åsheim: Tabel 6 (WAM-scenario), from the "Integrierter nationaler Energie- und Klimaplan für Österreich." This number is only for photo-voltaic production
Note on I78: Henning Åsheim: Tabel 6 (WAM-scenario), from the "Integrierter nationaler Energie- und Klimaplan für Österreich"
Note on I79: Henning Åsheim: Tabel 6 (WAM-scenario), from the "Integrierter nationaler Energie- und Klimaplan für Österreich"
Note on I80: Henning Åsheim: Tabel 6 (WAM-scenario), from the "Integrierter nationaler Energie- und Klimaplan für Österreich"
Note on I81: Henning Åsheim: Tabel 6 (WAM-scenario), from the "Integrierter nationaler Energie- und Klimaplan für Österreich"
Note on I82: Henning Åsheim: Tabel 6 (WAM-scenario), from the "Integrierter nationaler Energie- und Klimaplan für Österreich"
Note on I83: Henning Åsheim: Tabel 6 (WAM-scenario), from the "Integrierter nationaler Energie- und Klimaplan für Österreich"
Note on I84: Henning Åsheim: Tabel 6 (WAM-scenario), from the "Integrierter nationaler Energie- und Klimaplan für Österreich"
Note on I85: Henning Åsheim: Tabel 6 (WAM-scenario), from the "Integrierter nationaler Energie- und Klimaplan für Österreich"
Note on I86: Henning Åsheim: Tabel 6 (WAM-scenario), from the "Integrierter nationaler Energie- und Klimaplan für Österreich"
Note on I98: Henning Åsheim: There is also a different goal of 41TWh by 2040, but this seems less likely
Note on I100: Henning Åsheim: Tabel 6, from the "Integrierter nationaler Energie- und Klimaplan für Österreich"
Note on I101: Henning Åsheim: Tabel 6, from the "Integrierter nationaler Energie- und Klimaplan für Österreich"
Note on I102: Henning Åsheim: Tabel 6, from the "Integrierter nationaler Energie- und Klimaplan für Österreich"
Note on I103: Henning Åsheim: Tabel 6, from the "Integrierter nationaler Energie- und Klimaplan für Österreich"
Note on I104: Henning Åsheim: Tabel 6, from the "Integrierter nationaler Energie- und Klimaplan für Österreich"
Note on I105: Henning Åsheim: Tabel 6, from the "Integrierter nationaler Energie- und Klimaplan für Österreich"
Note on I106: Henning Åsheim: Tabel 6, from the "Integrierter nationaler Energie- und Klimaplan für Österreich"
Note on I107: Henning Åsheim: Tabel 6, from the "Integrierter nationaler Energie- und Klimaplan für Österreich"
Note on I108: Henning Åsheim: Tabel 6, from the "Integrierter nationaler Energie- und Klimaplan für Österreich"
Note on I109: Henning Åsheim: Tabel 6, from the "Integrierter nationaler Energie- und Klimaplan für Österreich"
Note on G130: Henning Åsheim: Observed value
Note on G134: Henning Åsheim: Observed value
Note on G138: Henning Åsheim: Observed value
Note on G142: Henning Åsheim: Observed value
Note on G146: Henning Åsheim: Observed value
Note on G150: Henning Åsheim: Observed value
Note on G154: Henning Åsheim: Observed value
Note on G158: Henning Åsheim: Observed value
Note on G162: Henning Åsheim: Observed value
Note on G166: Henning Åsheim: Observed value

## Belgium
country | geo | siec | type | unit | source | scenario | year | cap | cap_min | cap_max | target | demand | problem | region
Belgium | BE | RA300 | Wind | GW | NECP | target | 2030 | 11.852 |  |  | 1 | 0
Belgium | BE | RA310 | Wind on shore | GW | NECP | target | 2030 | 6.052 |  |  | 1 | 0
Belgium | BE | RA320 | Wind off shore | GW | NECP | target | 2030 | 5.8 |  |  | 1 | 0
Belgium | BE | RA320 | Wind off shore | GW | NECP | target | 2040 | 8 |  |  | 1 | 0
Belgium | BE | RA400 | Solar | GW | NECP | target | 2030 | 15.65 |  |  | 1 | 0 | 1
Belgium | BE | RA420 | Solar photovoltaic | GW | NECP | target | 2030 | 15.65 |  |  | 1 | 0 | 1
Belgium | BE | ED010 | Primary energy consumtion | ktoe | NECP | obs | 2020 | 44206 |  |  | 0 | 1
Belgium | BE | ED010 | Primary energy consumtion | ktoe | NECP | obs | 2021 | 49073 |  |  | 0 | 1
Belgium | BE | ED010 | Primary energy consumtion | ktoe | NECP | WAM | 2025 | 42930 |  |  | 0 | 1
Belgium | BE | ED010 | Primary energy consumtion | ktoe | NECP | WAM | 2030 | 36522 |  |  | 0 | 1
Belgium | BE | ED020 | Final energy consumtion | ktoe | NECP | obs | 2020 | 32005 |  |  | 0 | 1
Belgium | BE | ED020 | Final energy consumtion | ktoe | NECP | obs | 2021 | 34504 |  |  | 0 | 1
Belgium | BE | ED020 | Final energy consumtion | ktoe | NECP | WAM | 2025 | 33722 |  |  | 0 | 1
Belgium | BE | ED020 | Final energy consumtion | ktoe | NECP | WAM | 2030 | 29934 |  |  | 0 | 1
Belgium | BE | ED100 | Energy demand - households | ktoe | NECP | obs | 2020 | 7774 |  |  | 0 | 1
Belgium | BE | ED100 | Energy demand - households | ktoe | NECP | obs | 2021 | 8435 |  |  | 0 | 1
Belgium | BE | ED100 | Energy demand - households | ktoe | NECP | WAM | 2025 | 7595 |  |  | 0 | 1
Belgium | BE | ED100 | Energy demand - households | ktoe | NECP | WAM | 2030 | 6444 |  |  | 0 | 1
Belgium | BE | ED200 | Energy demand - transportation | ktoe | NECP | obs | 2020 | 8911 |  |  | 0 | 1
Belgium | BE | ED200 | Energy demand - transportation | ktoe | NECP | obs | 2021 | 10043 |  |  | 0 | 1
Belgium | BE | ED200 | Energy demand - transportation | ktoe | NECP | WAM | 2025 | 10137 |  |  | 0 | 1
Belgium | BE | ED200 | Energy demand - transportation | ktoe | NECP | WAM | 2030 | 8247 |  |  | 0 | 1
Belgium | BE | ED300 | Energy demand - industry | ktoe | NECP | obs | 2020 | 9995 |  |  | 0 | 1
Belgium | BE | ED300 | Energy demand - industry | ktoe | NECP | obs | 2021 | 10579 |  |  | 0 | 1
Belgium | BE | ED300 | Energy demand - industry | ktoe | NECP | WAM | 2025 | 11259 |  |  | 0 | 1
Belgium | BE | ED300 | Energy demand - industry | ktoe | NECP | WAM | 2030 | 11179 |  |  | 0 | 1
Belgium | BE | ED400 | Energy demand - services | ktoe | NECP | obs | 2020 | 5255 |  |  | 0 | 1
Belgium | BE | ED400 | Energy demand - services | ktoe | NECP | obs | 2021 | 5383 |  |  | 0 | 1
Belgium | BE | ED400 | Energy demand - services | ktoe | NECP | WAM | 2025 | 4731 |  |  | 0 | 1
Belgium | BE | ED400 | Energy demand - services | ktoe | NECP | WAM | 2030 | 4065 |  |  | 0 | 1
Belgium | BE | RA600 | Ambient heat (heat pumps) | TWh | NECP | target | 2030 | 2.073 |  |  | 1 | 1
Belgium | BE | RHYD | Hydrogen of renewable origin | GW | NECP | target | 2026 | 0.15 |  |  | 1 | 1
Belgium | BE | RHYD | Hydrogen of renewable origin | TWh | NECP | target | 2030 | 4.5 |  |  | 1 | 1
Belgium | BE | RHYD | Hydrogen of renewable origin | TWh | NECP | target | 2050 | 133 |  |  | 1 | 1
Belgium | BE | REC100 | Final electricity energy consumption - renewable | GWh | NECP | WAM | 2030 | 30675 |  |  | 0 | 0
Belgium | BE | REC300 | Finale heating and cooling energy consumption - renewable | GWh | NECP | WAM | 2030 | 29740 |  |  | 0 | 0
Belgium | BE | EM2005 | Emission reduction 2005 | Percent | NECP | target | 2030 | 47 |  |  | 1 | 0
Belgium | BE | EM2005 | Emission reduction 2005 | Percent | NECP | WAM | 2030 | 42.6 |  |  | 0 | 0
Belgium | BE | REC000 | Gross final energy consumption - renewable | Percent | NECP | WAM | 2020 | 13 |  |  | 0 | 0
Belgium | BE | REC000 | Gross final energy consumption - renewable | Percent | NECP | WAM | 2021 | 13 |  |  | 0 | 0
Belgium | BE | REC000 | Gross final energy consumption - renewable | Percent | NECP | WAM | 2022 | 12.8 |  |  | 0 | 0
Belgium | BE | REC000 | Gross final energy consumption - renewable | Percent | NECP | WAM | 2023 | 13.3 |  |  | 0 | 0
Belgium | BE | REC000 | Gross final energy consumption - renewable | Percent | NECP | WAM | 2024 | 13.8 |  |  | 0 | 0
Belgium | BE | REC000 | Gross final energy consumption - renewable | Percent | NECP | WAM | 2025 | 14.4 |  |  | 0 | 0
Belgium | BE | REC000 | Gross final energy consumption - renewable | Percent | NECP | WAM | 2026 | 15.2 |  |  | 0 | 0
Belgium | BE | REC000 | Gross final energy consumption - renewable | Percent | NECP | WAM | 2027 | 16.2 |  |  | 0 | 0
Belgium | BE | REC000 | Gross final energy consumption - renewable | Percent | NECP | WAM | 2028 | 17.3 |  |  | 0 | 0
Belgium | BE | REC000 | Gross final energy consumption - renewable | Percent | NECP | WAM | 2029 | 18.8 |  |  | 0 | 0
Belgium | BE | REC000 | Gross final energy consumption - renewable | Percent | NECP | WAM | 2030 | 21.7 |  |  | 0 | 0
Belgium | BE | REC000 | Gross final energy consumption - renewable | GWh | NECP | WAM | 2020 | 51067 |  |  | 0 | 0
Belgium | BE | REC000 | Gross final energy consumption - renewable | GWh | NECP | WAM | 2021 | 55161 |  |  | 0 | 0
Belgium | BE | REC000 | Gross final energy consumption - renewable | GWh | NECP | WAM | 2022 | 55574 |  |  | 0 | 0
Belgium | BE | REC000 | Gross final energy consumption - renewable | GWh | NECP | WAM | 2023 | 57019 |  |  | 0 | 0
Belgium | BE | REC000 | Gross final energy consumption - renewable | GWh | NECP | WAM | 2024 | 58906 |  |  | 0 | 0
Belgium | BE | REC000 | Gross final energy consumption - renewable | GWh | NECP | WAM | 2025 | 60783 |  |  | 0 | 0
Belgium | BE | REC000 | Gross final energy consumption - renewable | GWh | NECP | WAM | 2026 | 62939 |  |  | 0 | 0
Belgium | BE | REC000 | Gross final energy consumption - renewable | GWh | NECP | WAM | 2027 | 66204 |  |  | 0 | 0
Belgium | BE | REC000 | Gross final energy consumption - renewable | GWh | NECP | WAM | 2028 | 69209 |  |  | 0 | 0
Belgium | BE | REC000 | Gross final energy consumption - renewable | GWh | NECP | WAM | 2029 | 73174 |  |  | 0 | 0
Belgium | BE | REC000 | Gross final energy consumption - renewable | GWh | NECP | WAM | 2030 | 82209 |  |  | 0 | 0
Note on I6: Henning Åsheim: This doesn't include the Brussels region, as they have no good goal and they will only have a very small capacity. Additionally this assumes 1GW of floating solar.
Note on I7: Henning Åsheim: This doesn't include the Brussels region, as they have no good goal and they will only have a very small capacity. Additionally this assumes 1GW of floating solar.

## Bulgaria
country | geo | siec | type | unit | source | scenario | year | cap | cap_min | cap_max | target | demand | problem | region
Bulgaria | BG | RA300 | Wind | GW | NECP | WEM | 2020 | 0.7 |  |  | 0 | 0 | 0
Bulgaria | BG | RA300 | Wind | GW | NECP | WEM | 2025 | 0.7 |  |  | 0 | 0 | 0
Bulgaria | BG | RA300 | Wind | GW | NECP | WEM | 2030 | 0.9 |  |  | 0 | 0 | 0
Bulgaria | BG | RA300 | Wind | GW | NECP | WEM | 2035 | 0.9 |  |  | 0 | 0 | 0
Bulgaria | BG | RA300 | Wind | GW | NECP | WEM | 2040 | 1.5 |  |  | 0 | 0 | 0
Bulgaria | BG | RA310 | Wind on shore | GW | NECP | WEM | 2020 | 0.7 |  |  | 0 | 0 | 0
Bulgaria | BG | RA310 | Wind on shore | GW | NECP | WEM | 2025 | 0.7 |  |  | 0 | 0 | 0
Bulgaria | BG | RA310 | Wind on shore | GW | NECP | WEM | 2030 | 0.9 |  |  | 0 | 0 | 0
Bulgaria | BG | RA310 | Wind on shore | GW | NECP | WEM | 2035 | 0.9 |  |  | 0 | 0 | 0
Bulgaria | BG | RA310 | Wind on shore | GW | NECP | WEM | 2040 | 1.5 |  |  | 0 | 0 | 0
Bulgaria | BG | RA400 | Solar | GW | NECP | WEM | 2020 | 1 |  |  | 0 | 0 | 0
Bulgaria | BG | RA400 | Solar | GW | NECP | WEM | 2025 | 1.9 |  |  | 0 | 0 | 0
Bulgaria | BG | RA400 | Solar | GW | NECP | WEM | 2030 | 3.3 |  |  | 0 | 0 | 0
Bulgaria | BG | RA400 | Solar | GW | NECP | WEM | 2035 | 3.3 |  |  | 0 | 0 | 0
Bulgaria | BG | RA400 | Solar | GW | NECP | WEM | 2040 | 3.3 |  |  | 0 | 0 | 0
Bulgaria | BG | RA420 | Solar photovoltaic | GW | NECP | WEM | 2020 | 1 |  |  | 0 | 0 | 0
Bulgaria | BG | RA420 | Solar photovoltaic | GW | NECP | WEM | 2025 | 1.9 |  |  | 0 | 0 | 0
Bulgaria | BG | RA420 | Solar photovoltaic | GW | NECP | WEM | 2030 | 3.3 |  |  | 0 | 0 | 0
Bulgaria | BG | RA420 | Solar photovoltaic | GW | NECP | WEM | 2035 | 3.3 |  |  | 0 | 0 | 0
Bulgaria | BG | RA420 | Solar photovoltaic | GW | NECP | WEM | 2040 | 3.3 |  |  | 0 | 0 | 0
Bulgaria | BG | REC000 | Gross energy consumption - renewable | Percent | NECP | target | 2030 | 27.09 |  |  | 1 | 0 | 0
Bulgaria | BG | EL000 | Electricity demand | GWh | NECP | est | 2020 | 31760 |  |  | 0 | 1 | 0
Bulgaria | BG | EL000 | Electricity demand | GWh | NECP | est | 2025 | 33667 |  |  | 0 | 1 | 0
Bulgaria | BG | EL000 | Electricity demand | GWh | NECP | est | 2030 | 35358 |  |  | 0 | 1 | 0
Bulgaria | BG | EL100 | Electricity demand - households | GWh | NECP | est | 2020 | 11326 |  |  | 0 | 1 | 0
Bulgaria | BG | EL100 | Electricity demand - households | GWh | NECP | est | 2025 | 12077 |  |  | 0 | 1 | 0
Bulgaria | BG | EL100 | Electricity demand - households | GWh | NECP | est | 2030 | 12758 |  |  | 0 | 1 | 0
Bulgaria | BG | EL200 | Electricity demand - transportation | GWh | NECP | est | 2020 | 422 |  |  | 0 | 1 | 0
Bulgaria | BG | EL200 | Electricity demand - transportation | GWh | NECP | est | 2025 | 533 |  |  | 0 | 1 | 0
Bulgaria | BG | EL200 | Electricity demand - transportation | GWh | NECP | est | 2030 | 953 |  |  | 0 | 1 | 0
Bulgaria | BG | EL200 | Electricity demand - transportation | GWh | NECP | est | 2035 | 1639 |  |  | 0 | 1 | 0
Bulgaria | BG | EL200 | Electricity demand - transportation | GWh | NECP | est | 2040 | 1872 |  |  | 0 | 1 | 0
Bulgaria | BG | EL300 | Electricity demand - industry | GWh | NECP | est | 2020 | 10229 |  |  | 0 | 1 | 0
Bulgaria | BG | EL300 | Electricity demand - industry | GWh | NECP | est | 2025 | 10455 |  |  | 0 | 1 | 0
Bulgaria | BG | EL300 | Electricity demand - industry | GWh | NECP | est | 2030 | 11147 |  |  | 0 | 1 | 0
Bulgaria | BG | EL400 | Electricity demand - services | GWh | NECP | est | 2020 | 8432 |  |  | 0 | 1 | 0
Bulgaria | BG | EL400 | Electricity demand - services | GWh | NECP | est | 2025 | 9289 |  |  | 0 | 1 | 0
Bulgaria | BG | EL400 | Electricity demand - services | GWh | NECP | est | 2030 | 9345 |  |  | 0 | 1 | 0
Bulgaria | BG | EL800 | Electricity demand - others | GWh | NECP | est | 2020 | 1351 |  |  | 0 | 1 | 0
Bulgaria | BG | EL800 | Electricity demand - others | GWh | NECP | est | 2025 | 1313 |  |  | 0 | 1 | 0
Bulgaria | BG | EL800 | Electricity demand - others | GWh | NECP | est | 2030 | 1155 |  |  | 0 | 1 | 0
Bulgaria | BG | RHYD | Hydrogen of renewable origin | GWh | NECP | est | 2020 | 0 |  |  | 0 | 1 | 1
Bulgaria | BG | RHYD | Hydrogen of renewable origin | GWh | NECP | est | 2025 | 0 |  |  | 0 | 1 | 1
Bulgaria | BG | RHYD | Hydrogen of renewable origin | GWh | NECP | est | 2030 | 34 |  |  | 0 | 1 | 1
Bulgaria | BG | RHYD | Hydrogen of renewable origin | GWh | NECP | est | 2035 | 166 |  |  | 0 | 1 | 1
Bulgaria | BG | RHYD | Hydrogen of renewable origin | GWh | NECP | est | 2040 | 256 |  |  | 0 | 1 | 1
Bulgaria | BG | BA100 | Batteries | GW | NECP | target | 2030 | 0.18 |  |  | 1 | 1 | 0
Bulgaria | BG | EM1990 | Emission reduction 1990 | Percent | NECP | target | 2030 | 0 |  |  | 1 | 0 | 0
Bulgaria | BG | REC100 | Final electricity energy consumption - renewable | Percent | NECP | target | 2030 | 30.33 |  |  | 1 | 0 | 0
Bulgaria | BG | REC200 | Final transportation energy consumption - renewable | Percent | NECP | target | 2030 | 14.2 |  |  | 1 | 0 | 0
Bulgaria | BG | REC300 | Finale heating and cooling energy consumption - renewable | Percent | NECP | target | 2030 | 42.6 |  |  | 1 | 0 | 0
Bulgaria | BG | ED010 | Primary energy consumption | ktoe | NECP | target | 2020 | 18518 |  |  | 1 | 1 | 0
Bulgaria | BG | ED010 | Primary energy consumption | ktoe | NECP | target | 2025 | 18455 |  |  | 1 | 1 | 0
Bulgaria | BG | ED010 | Primary energy consumption | ktoe | NECP | target | 2030 | 17466 |  |  | 1 | 1 | 0
Bulgaria | BG | ED020 | Final energy consumption | ktoe | NECP | target | 2020 | 9985 |  |  | 1 | 1 | 0
Bulgaria | BG | ED020 | Final energy consumption | ktoe | NECP | target | 2025 | 10282 |  |  | 1 | 1 | 0
Bulgaria | BG | ED020 | Final energy consumption | ktoe | NECP | target | 2030 | 10318 |  |  | 1 | 1 | 0
Bulgaria | BG | PEP000 | Primary energy production | GWh | NECP | WEM | 2020 | 140400 |  |  | 0 | 0 | 0
Bulgaria | BG | PEP000 | Primary energy production | GWh | NECP | WEM | 2025 | 142836 |  |  | 0 | 0 | 0
Bulgaria | BG | PEP000 | Primary energy production | GWh | NECP | WEM | 2030 | 130040 |  |  | 0 | 0 | 0
Bulgaria | BG | PEP000 | Primary energy production | GWh | NECP | WEM | 2035 | 128602 |  |  | 0 | 0 | 0
Bulgaria | BG | PEP000 | Primary energy production | GWh | NECP | WEM | 2040 | 131838 |  |  | 0 | 0 | 0
Bulgaria | BG | PEP110 | Primary energy production - wind | GWh | NECP | WEM | 2020 | 1451 |  |  | 0 | 0 | 0
Bulgaria | BG | PEP110 | Primary energy production - wind | GWh | NECP | WEM | 2025 | 1564 |  |  | 0 | 0 | 0
Bulgaria | BG | PEP110 | Primary energy production - wind | GWh | NECP | WEM | 2030 | 1901 |  |  | 0 | 0 | 0
Bulgaria | BG | PEP110 | Primary energy production - wind | GWh | NECP | WEM | 2035 | 1901 |  |  | 0 | 0 | 0
Bulgaria | BG | PEP110 | Primary energy production - wind | GWh | NECP | WEM | 2040 | 3608 |  |  | 0 | 0 | 0
Bulgaria | BG | PEP121 | Primary energy production - solar and others | GWh | NECP | WEM | 2020 | 1664 |  |  | 0 | 0 | 0
Bulgaria | BG | PEP121 | Primary energy production - solar and others | GWh | NECP | WEM | 2025 | 2944 |  |  | 0 | 0 | 0
Bulgaria | BG | PEP121 | Primary energy production - solar and others | GWh | NECP | WEM | 2030 | 5141 |  |  | 0 | 0 | 0
Bulgaria | BG | PEP121 | Primary energy production - solar and others | GWh | NECP | WEM | 2035 | 5153 |  |  | 0 | 0 | 0
Bulgaria | BG | PEP121 | Primary energy production - solar and others | GWh | NECP | WEM | 2040 | 5333 |  |  | 0 | 0 | 0
Bulgaria | BG | PEP200 | Primary energy production - nuclear | GWh | NECP | WEM | 2020 | 46731 |  |  | 0 | 0 | 0
Bulgaria | BG | PEP200 | Primary energy production - nuclear | GWh | NECP | WEM | 2025 | 46731 |  |  | 0 | 0 | 0
Bulgaria | BG | PEP200 | Primary energy production - nuclear | GWh | NECP | WEM | 2030 | 46731 |  |  | 0 | 0 | 0
Bulgaria | BG | PEP200 | Primary energy production - nuclear | GWh | NECP | WEM | 2035 | 69197 |  |  | 0 | 0 | 0
Bulgaria | BG | PEP200 | Primary energy production - nuclear | GWh | NECP | WEM | 2040 | 91662 |  |  | 0 | 0 | 0
Bulgaria | BG | NEP000 | Net electricity production | GWh | NECP | WEM | 2020 | 43949 |  |  | 0 | 0 | 0
Bulgaria | BG | NEP000 | Net electricity production | GWh | NECP | WEM | 2025 | 45981 |  |  | 0 | 0 | 0
Bulgaria | BG | NEP000 | Net electricity production | GWh | NECP | WEM | 2030 | 47732 |  |  | 0 | 0 | 0
Bulgaria | BG | NEP000 | Net electricity production | GWh | NECP | WEM | 2035 | 49922 |  |  | 0 | 0 | 0
Bulgaria | BG | NEP000 | Net electricity production | GWh | NECP | WEM | 2040 | 50957 |  |  | 0 | 0 | 0
Bulgaria | BG | NEP110 | Net electricity production - wind | GWh | NECP | WEM | 2020 | 1451 |  |  | 0 | 0 | 0
Bulgaria | BG | NEP110 | Net electricity production - wind | GWh | NECP | WEM | 2025 | 1564 |  |  | 0 | 0 | 0
Bulgaria | BG | NEP110 | Net electricity production - wind | GWh | NECP | WEM | 2030 | 1901 |  |  | 0 | 0 | 0
Bulgaria | BG | NEP110 | Net electricity production - wind | GWh | NECP | WEM | 2035 | 1901 |  |  | 0 | 0 | 0
Bulgaria | BG | NEP110 | Net electricity production - wind | GWh | NECP | WEM | 2040 | 3608 |  |  | 0 | 0 | 0
Bulgaria | BG | NEP120 | Net electricity production - solar | GWh | NECP | WEM | 2020 | 1402 |  |  | 0 | 0 | 0
Bulgaria | BG | NEP120 | Net electricity production - solar | GWh | NECP | WEM | 2025 | 2653 |  |  | 0 | 0 | 0
Bulgaria | BG | NEP120 | Net electricity production - solar | GWh | NECP | WEM | 2030 | 4841 |  |  | 0 | 0 | 0
Bulgaria | BG | NEP120 | Net electricity production - solar | GWh | NECP | WEM | 2035 | 4841 |  |  | 0 | 0 | 0
Bulgaria | BG | NEP120 | Net electricity production - solar | GWh | NECP | WEM | 2040 | 4841 |  |  | 0 | 0 | 0
Bulgaria | BG | NEP200 | Net electricity production - nuclear | GWh | NECP | WEM | 2020 | 14926 |  |  | 0 | 0 | 0
Bulgaria | BG | NEP200 | Net electricity production - nuclear | GWh | NECP | WEM | 2025 | 14926 |  |  | 0 | 0 | 0
Bulgaria | BG | NEP200 | Net electricity production - nuclear | GWh | NECP | WEM | 2030 | 14926 |  |  | 0 | 0 | 0
Bulgaria | BG | NEP200 | Net electricity production - nuclear | GWh | NECP | WEM | 2035 | 22676 |  |  | 0 | 0 | 0
Bulgaria | BG | NEP200 | Net electricity production - nuclear | GWh | NECP | WEM | 2040 | 30426 |  |  | 0 | 0 | 0
Bulgaria | BG | N9000 | Nuclear fuels and other fuels n.e.c. | GW | NECP | WEM | 2020 | 1.9 |  |  | 0 | 0 | 0
Bulgaria | BG | N9000 | Nuclear fuels and other fuels n.e.c. | GW | NECP | WEM | 2025 | 1.9 |  |  | 0 | 0 | 0
Bulgaria | BG | N9000 | Nuclear fuels and other fuels n.e.c. | GW | NECP | WEM | 2030 | 1.9 |  |  | 0 | 0 | 0
Bulgaria | BG | N9000 | Nuclear fuels and other fuels n.e.c. | GW | NECP | WEM | 2035 | 2.9 |  |  | 0 | 0 | 0
Bulgaria | BG | N9000 | Nuclear fuels and other fuels n.e.c. | GW | NECP | WEM | 2040 | 3.9 |  |  | 0 | 0 | 0
Bulgaria | BG | HYD | Hydrogen | GWh | NECP | est | 2020 | 0 |  |  | 0 | 1 | 0
Bulgaria | BG | HYD | Hydrogen | GWh | NECP | est | 2025 | 0 |  |  | 0 | 1 | 0
Bulgaria | BG | HYD | Hydrogen | GWh | NECP | est | 2030 | 34 |  |  | 0 | 1 | 0
Bulgaria | BG | HYD | Hydrogen | GWh | NECP | est | 2035 | 166 |  |  | 0 | 1 | 0
Bulgaria | BG | HYD | Hydrogen | GWh | NECP | est | 2040 | 256 |  |  | 0 | 1 | 0
Note on I2: Henning Åsheim: Only onshore for now, but the government plans for offshore wind farms, with much opposition.
Note on D43: Henning Åsheim: It is not explicitly stated that it is 'green' hydrogen, however, from the context this seems most likely. This is also only for transportation, and while there are plans to use hydrogen in other sectors, this seems to be negligible in comparison.
Note on D104: Henning Åsheim: It is not explicitly stated that it is 'green' hydrogen, however, from the context this seems most likely. This is also only for transportation, and while there are plans to use hydrogen in other sectors, this seems to be negligible in comparison.

## Croatia
country | geo | siec | type | unit | source | scenario | year | cap | cap_min | cap_max | target | demand | problem | region
Croatia | HR | RA300 | Wind | GW | NECP | WAM | 2021 | 0.987 |  |  | 1 | 0 |  | Adriatic
Croatia | HR | RA300 | Wind | GW | NECP | WAM | 2030 | 2.268 |  |  | 1 | 0 |  | Adriatic
Croatia | HR | RA300 | Wind | GW | NECP | WAM | 2040 | 3.563 |  |  | 1 | 0 |  | Adriatic
Croatia | HR | RA300 | Wind | GW | NECP | WAM | 2050 | 4.353 |  |  | 1 | 0 |  | Adriatic
Croatia | HR | RA400 | Solar | GW | NECP | WAM | 2021 | 0.222 |  |  | 1 | 0 |  | Adriatic
Croatia | HR | RA400 | Solar | GW | NECP | WAM | 2030 | 2.382 |  |  | 1 | 0 |  | Adriatic
Croatia | HR | RA400 | Solar | GW | NECP | WAM | 2040 | 4.86 |  |  | 1 | 0 |  | Adriatic
Croatia | HR | RA400 | Solar | GW | NECP | WAM | 2050 | 5.77 |  |  | 1 | 0 |  | Adriatic
Croatia | HR | RA300 | Wind | GW | NECP | WEM | 2021 | 0.987 |  |  | 0 | 0 |  | Adriatic
Croatia | HR | RA300 | Wind | GW | NECP | WEM | 2030 | 1.886 |  |  | 0 | 0 |  | Adriatic
Croatia | HR | RA300 | Wind | GW | NECP | WEM | 2040 | 2.496 |  |  | 0 | 0 |  | Adriatic
Croatia | HR | RA300 | Wind | GW | NECP | WEM | 2050 | 3.26 |  |  | 0 | 0 |  | Adriatic
Croatia | HR | RA400 | Solar | GW | NECP | WEM | 2021 | 0.223 |  |  | 0 | 0 |  | Adriatic
Croatia | HR | RA400 | Solar | GW | NECP | WEM | 2030 | 1.266 |  |  | 0 | 0 |  | Adriatic
Croatia | HR | RA400 | Solar | GW | NECP | WEM | 2040 | 2.345 |  |  | 0 | 0 |  | Adriatic
Croatia | HR | RA400 | Solar | GW | NECP | WEM | 2050 | 3.43 |  |  | 0 | 0 |  | Adriatic
Croatia | HR | REC00 | Gross energy consumption - renewable | Percent | NECP | WAM | 2021 | 31.7 |  |  | 0 | 0 |  | Adriatic
Croatia | HR | REC00 | Gross energy consumption - renewable | Percent | NECP | WAM | 2022 | 29.4 |  |  | 0 | 0 |  | Adriatic
Croatia | HR | REC00 | Gross energy consumption - renewable | Percent | NECP | WAM | 2030 | 42.5 |  |  | 1 | 0 |  | Adriatic
Croatia | HR | E7100 | Electricity - renewable | Percent | NECP | WAM | 2021 | 53.5 |  |  | 0 | 0 |  | Adriatic
Croatia | HR | E7100 | Electricity - renewable | Percent | NECP | WAM | 2022 | 55.5 |  |  | 0 | 0 |  | Adriatic
Croatia | HR | E7100 | Electricity - renewable | Percent | NECP | WAM | 2030 | 76.7 |  |  | 1 | 0 |  | Adriatic
Croatia | HR | RECH&C | Heating and cooling - renewable | Percent | NECP | WAM | 2021 | 38 |  |  | 0 | 0 |  | Adriatic
Croatia | HR | RECH&C | Heating and cooling - renewable | Percent | NECP | WAM | 2022 | 37.2 |  |  | 0 | 0 |  | Adriatic
Croatia | HR | RECH&C | Heating and cooling - renewable | Percent | NECP | WAM | 2030 | 47.1 |  |  | 1 | 0 |  | Adriatic
Croatia | HR | REC200 | Transportation - renewable | Percent | NECP | WAM | 2021 | 7.1 |  |  | 0 | 0 |  | Adriatic
Croatia | HR | REC200 | Transportation - renewable | Percent | NECP | WAM | 2022 | 2.4 |  |  | 0 | 0 |  | Adriatic
Croatia | HR | REC200 | Transportation - renewable | Percent | NECP | WAM | 2030 | 24.6 |  |  | 1 | 0 |  | Adriatic
Croatia | HR | REC00 | Gross energy consumption - renewable | Percent | NECP | WEM | 2021 | 31.7 |  |  | 0 | 0 |  | Adriatic
Croatia | HR | REC00 | Gross energy consumption - renewable | Percent | NECP | WEM | 2022 | 29.4 |  |  | 0 | 0 |  | Adriatic
Croatia | HR | REC00 | Gross energy consumption - renewable | Percent | NECP | WEM | 2030 | 35 |  |  | 0 | 0 |  | Adriatic
Croatia | HR | E7100 | Electricity - renewable | Percent | NECP | WEM | 2021 | 53.5 |  |  | 0 | 0 |  | Adriatic
Croatia | HR | E7100 | Electricity - renewable | Percent | NECP | WEM | 2022 | 55.5 |  |  | 0 | 0 |  | Adriatic
Croatia | HR | E7100 | Electricity - renewable | Percent | NECP | WEM | 2030 | 63.6 |  |  | 0 | 0 |  | Adriatic
Croatia | HR | RECH&C | Heating and cooling - renewable | Percent | NECP | WEM | 2021 | 38 |  |  | 0 | 0 |  | Adriatic
Croatia | HR | RECH&C | Heating and cooling - renewable | Percent | NECP | WEM | 2022 | 37.2 |  |  | 0 | 0 |  | Adriatic
Croatia | HR | RECH&C | Heating and cooling - renewable | Percent | NECP | WEM | 2030 | 40 |  |  | 0 | 0 |  | Adriatic
Croatia | HR | REC200 | Transportation - renewable | Percent | NECP | WEM | 2021 | 7.1 |  |  | 0 | 0 |  | Adriatic
Croatia | HR | REC200 | Transportation - renewable | Percent | NECP | WEM | 2022 | 2.4 |  |  | 0 | 0 |  | Adriatic
Croatia | HR | REC200 | Transportation - renewable | Percent | NECP | WEM | 2030 | 10.7 |  |  | 0 | 0 |  | Adriatic
Croatia | HR | ED020 | Final energy consumption | ktoe | NECP | est | 2021 | 6888 |  |  | 0 | 1 |  | Adriatic
Croatia | HR | ED020 | Final energy consumption | ktoe | NECP | est | 2022 | 6905 |  |  | 0 | 1 |  | Adriatic
Croatia | HR | ED020 | Final energy consumption | ktoe | NECP | est | 2023 | 7127 |  |  | 0 | 1 |  | Adriatic
Croatia | HR | ED020 | Final energy consumption | ktoe | NECP | est | 2024 | 6980 |  |  | 0 | 1 |  | Adriatic
Croatia | HR | ED020 | Final energy consumption | ktoe | NECP | est | 2025 | 6833 |  |  | 0 | 1 |  | Adriatic
Croatia | HR | ED020 | Final energy consumption | ktoe | NECP | est | 2026 | 6685 |  |  | 0 | 1 |  | Adriatic
Croatia | HR | ED020 | Final energy consumption | ktoe | NECP | est | 2027 | 6538 |  |  | 0 | 1 |  | Adriatic
Croatia | HR | ED020 | Final energy consumption | ktoe | NECP | est | 2028 | 6391 |  |  | 0 | 1 |  | Adriatic
Croatia | HR | ED020 | Final energy consumption | ktoe | NECP | est | 2029 | 6243 |  |  | 0 | 1 |  | Adriatic
Croatia | HR | ED020 | Final energy consumption | ktoe | NECP | est | 2030 | 6096 |  |  | 0 | 1 |  | Adriatic
Croatia | HR | ED300 | Energy demand - Industry | ktoe | NECP | est | 2021 | 1191 |  |  | 0 | 1 |  | Adriatic
Croatia | HR | ED300 | Energy demand - Industry | ktoe | NECP | est | 2022 | 1129 |  |  | 0 | 1 |  | Adriatic
Croatia | HR | ED300 | Energy demand - Industry | ktoe | NECP | est | 2023 | 1174 |  |  | 0 | 1 |  | Adriatic
Croatia | HR | ED300 | Energy demand - Industry | ktoe | NECP | est | 2024 | 1156 |  |  | 0 | 1 |  | Adriatic
Croatia | HR | ED300 | Energy demand - Industry | ktoe | NECP | est | 2025 | 1136 |  |  | 0 | 1 |  | Adriatic
Croatia | HR | ED300 | Energy demand - Industry | ktoe | NECP | est | 2026 | 1120 |  |  | 0 | 1 |  | Adriatic
Croatia | HR | ED300 | Energy demand - Industry | ktoe | NECP | est | 2027 | 1102 |  |  | 0 | 1 |  | Adriatic
Croatia | HR | ED300 | Energy demand - Industry | ktoe | NECP | est | 2028 | 1084 |  |  | 0 | 1 |  | Adriatic
Croatia | HR | ED300 | Energy demand - Industry | ktoe | NECP | est | 2029 | 1066 |  |  | 0 | 1 |  | Adriatic
Croatia | HR | ED300 | Energy demand - Industry | ktoe | NECP | est | 2030 | 1048 |  |  | 0 | 1 |  | Adriatic
Croatia | HR | ED100 | Energy demand - households | ktoe | NECP | est | 2021 | 2442 |  |  | 0 | 1 |  | Adriatic
Croatia | HR | ED100 | Energy demand - households | ktoe | NECP | est | 2022 | 2286 |  |  | 0 | 1 |  | Adriatic
Croatia | HR | ED100 | Energy demand - households | ktoe | NECP | est | 2023 | 2228 |  |  | 0 | 1 |  | Adriatic
Croatia | HR | ED100 | Energy demand - households | ktoe | NECP | est | 2024 | 2154 |  |  | 0 | 1 |  | Adriatic
Croatia | HR | ED100 | Energy demand - households | ktoe | NECP | est | 2025 | 2081 |  |  | 0 | 1 |  | Adriatic
Croatia | HR | ED100 | Energy demand - households | ktoe | NECP | est | 2026 | 2007 |  |  | 0 | 1 |  | Adriatic
Croatia | HR | ED100 | Energy demand - households | ktoe | NECP | est | 2027 | 1933 |  |  | 0 | 1 |  | Adriatic
Croatia | HR | ED100 | Energy demand - households | ktoe | NECP | est | 2028 | 1859 |  |  | 0 | 1 |  | Adriatic
Croatia | HR | ED100 | Energy demand - households | ktoe | NECP | est | 2029 | 1786 |  |  | 0 | 1 |  | Adriatic
Croatia | HR | ED100 | Energy demand - households | ktoe | NECP | est | 2030 | 1712 |  |  | 0 | 1 |  | Adriatic
Croatia | HR | ED400 | Eneregy demand - services | ktoe | NECP | est | 2021 | 848 |  |  | 0 | 1 |  | Adriatic
Croatia | HR | ED400 | Eneregy demand - services | ktoe | NECP | est | 2022 | 809 |  |  | 0 | 1 |  | Adriatic
Croatia | HR | ED400 | Eneregy demand - services | ktoe | NECP | est | 2023 | 781 |  |  | 0 | 1 |  | Adriatic
Croatia | HR | ED400 | Eneregy demand - services | ktoe | NECP | est | 2024 | 774 |  |  | 0 | 1 |  | Adriatic
Croatia | HR | ED400 | Eneregy demand - services | ktoe | NECP | est | 2025 | 768 |  |  | 0 | 1 |  | Adriatic
Croatia | HR | ED400 | Eneregy demand - services | ktoe | NECP | est | 2026 | 761 |  |  | 0 | 1 |  | Adriatic
Croatia | HR | ED400 | Eneregy demand - services | ktoe | NECP | est | 2027 | 755 |  |  | 0 | 1 |  | Adriatic
Croatia | HR | ED400 | Eneregy demand - services | ktoe | NECP | est | 2028 | 748 |  |  | 0 | 1 |  | Adriatic
Croatia | HR | ED400 | Eneregy demand - services | ktoe | NECP | est | 2029 | 741 |  |  | 0 | 1 |  | Adriatic
Croatia | HR | ED400 | Eneregy demand - services | ktoe | NECP | est | 2030 | 735 |  |  | 0 | 1 |  | Adriatic
Croatia | HR | ED200 | Energy demand - transportation | ktoe | NECP | est | 2021 | 2147 |  |  | 0 | 1 |  | Adriatic
Croatia | HR | ED200 | Energy demand - transportation | ktoe | NECP | est | 2022 | 2421 |  |  | 0 | 1 |  | Adriatic
Croatia | HR | ED200 | Energy demand - transportation | ktoe | NECP | est | 2023 | 2688 |  |  | 0 | 1 |  | Adriatic
Croatia | HR | ED200 | Energy demand - transportation | ktoe | NECP | est | 2024 | 2608 |  |  | 0 | 1 |  | Adriatic
Croatia | HR | ED200 | Energy demand - transportation | ktoe | NECP | est | 2025 | 2528 |  |  | 0 | 1 |  | Adriatic
Croatia | HR | ED200 | Energy demand - transportation | ktoe | NECP | est | 2026 | 2448 |  |  | 0 | 1 |  | Adriatic
Croatia | HR | ED200 | Energy demand - transportation | ktoe | NECP | est | 2027 | 2367 |  |  | 0 | 1 |  | Adriatic
Croatia | HR | ED200 | Energy demand - transportation | ktoe | NECP | est | 2028 | 2287 |  |  | 0 | 1 |  | Adriatic
Croatia | HR | ED200 | Energy demand - transportation | ktoe | NECP | est | 2029 | 2207 |  |  | 0 | 1 |  | Adriatic
Croatia | HR | ED200 | Energy demand - transportation | ktoe | NECP | est | 2030 | 2127 |  |  | 0 | 1 |  | Adriatic
Croatia | HR | ED800 | Energy demand - others | ktoe | NECP | est | 2021 | 258 |  |  | 0 | 1 |  | Adriatic
Croatia | HR | ED800 | Energy demand - others | ktoe | NECP | est | 2022 | 261 |  |  | 0 | 1 |  | Adriatic
Croatia | HR | ED800 | Energy demand - others | ktoe | NECP | est | 2023 | 257 |  |  | 0 | 1 |  | Adriatic
Croatia | HR | ED800 | Energy demand - others | ktoe | NECP | est | 2024 | 257 |  |  | 0 | 1 |  | Adriatic
Croatia | HR | ED800 | Energy demand - others | ktoe | NECP | est | 2025 | 257 |  |  | 0 | 1 |  | Adriatic
Croatia | HR | ED800 | Energy demand - others | ktoe | NECP | est | 2026 | 258 |  |  | 0 | 1 |  | Adriatic
Croatia | HR | ED800 | Energy demand - others | ktoe | NECP | est | 2027 | 258 |  |  | 0 | 1 |  | Adriatic
Croatia | HR | ED800 | Energy demand - others | ktoe | NECP | est | 2028 | 258 |  |  | 0 | 1 |  | Adriatic
Croatia | HR | ED800 | Energy demand - others | ktoe | NECP | est | 2029 | 258 |  |  | 0 | 1 |  | Adriatic
Croatia | HR | ED800 | Energy demand - others | ktoe | NECP | est | 2030 | 258 |  |  | 0 | 1 |  | Adriatic
Croatia | HR | ED010 | Primary energy consumption | ktoe | NECP | est | 2021 | 8182 |  |  | 0 | 1 |  | Adriatic
Croatia | HR | ED010 | Primary energy consumption | ktoe | NECP | est | 2022 | 8314 |  |  | 0 | 1 |  | Adriatic
Croatia | HR | ED010 | Primary energy consumption | ktoe | NECP | est | 2023 | 8556 |  |  | 0 | 1 |  | Adriatic
Croatia | HR | ED010 | Primary energy consumption | ktoe | NECP | est | 2024 | 8489 |  |  | 0 | 1 |  | Adriatic
Croatia | HR | ED010 | Primary energy consumption | ktoe | NECP | est | 2025 | 8422 |  |  | 0 | 1 |  | Adriatic
Croatia | HR | ED010 | Primary energy consumption | ktoe | NECP | est | 2026 | 8355 |  |  | 0 | 1 |  | Adriatic
Croatia | HR | ED010 | Primary energy consumption | ktoe | NECP | est | 2027 | 8288 |  |  | 0 | 1 |  | Adriatic
Croatia | HR | ED010 | Primary energy consumption | ktoe | NECP | est | 2028 | 8220 |  |  | 0 | 1 |  | Adriatic
Croatia | HR | ED010 | Primary energy consumption | ktoe | NECP | est | 2029 | 8153 |  |  | 0 | 1 |  | Adriatic
Croatia | HR | ED010 | Primary energy consumption | ktoe | NECP | est | 2030 | 8086 |  |  | 0 | 1 |  | Adriatic

## Czechia
country | geo | siec | type | unit | source | scenario | year | cap | cap_min | cap_max | target | demand | problem | region
Czechia | CZ | RA000 | Renewables and biofuels | GW | NECP | est | 2016 | 4.24 |  |  | 0 | 0
Czechia | CZ | RA000 | Renewables and biofuels | GW | NECP | est | 2020 | 4.392 |  |  | 0 | 0
Czechia | CZ | RA000 | Renewables and biofuels | GW | NECP | est | 2021 | 4.552 |  |  | 0 | 0
Czechia | CZ | RA000 | Renewables and biofuels | GW | NECP | est | 2022 | 4.683 |  |  | 0 | 0
Czechia | CZ | RA000 | Renewables and biofuels | GW | NECP | est | 2023 | 4.861 |  |  | 0 | 0
Czechia | CZ | RA000 | Renewables and biofuels | GW | NECP | est | 2024 | 5.062 |  |  | 0 | 0
Czechia | CZ | RA000 | Renewables and biofuels | GW | NECP | est | 2025 | 5.285 |  |  | 0 | 0
Czechia | CZ | RA000 | Renewables and biofuels | GW | NECP | est | 2026 | 5.526 |  |  | 0 | 0
Czechia | CZ | RA000 | Renewables and biofuels | GW | NECP | est | 2027 | 5.81 |  |  | 0 | 0
Czechia | CZ | RA000 | Renewables and biofuels | GW | NECP | est | 2028 | 6.169 |  |  | 0 | 0
Czechia | CZ | RA000 | Renewables and biofuels | GW | NECP | est | 2029 | 6.544 |  |  | 0 | 0
Czechia | CZ | RA000 | Renewables and biofuels | GW | NECP | est | 2030 | 6.977 |  |  | 0 | 0
Czechia | CZ | RA300 | Wind | GW | NECP | est | 2016 | 0.282 |  |  | 0 | 0
Czechia | CZ | RA300 | Wind | GW | NECP | est | 2020 | 0.37 |  |  | 0 | 0
Czechia | CZ | RA300 | Wind | GW | NECP | est | 2021 | 0.41 |  |  | 0 | 0
Czechia | CZ | RA300 | Wind | GW | NECP | est | 2022 | 0.455 |  |  | 0 | 0
Czechia | CZ | RA300 | Wind | GW | NECP | est | 2023 | 0.505 |  |  | 0 | 0
Czechia | CZ | RA300 | Wind | GW | NECP | est | 2024 | 0.565 |  |  | 0 | 0
Czechia | CZ | RA300 | Wind | GW | NECP | est | 2025 | 0.625 |  |  | 0 | 0
Czechia | CZ | RA300 | Wind | GW | NECP | est | 2026 | 0.685 |  |  | 0 | 0
Czechia | CZ | RA300 | Wind | GW | NECP | est | 2027 | 0.745 |  |  | 0 | 0
Czechia | CZ | RA300 | Wind | GW | NECP | est | 2028 | 0.82 |  |  | 0 | 0
Czechia | CZ | RA300 | Wind | GW | NECP | est | 2029 | 0.895 |  |  | 0 | 0
Czechia | CZ | RA300 | Wind | GW | NECP | est | 2030 | 0.97 |  |  | 0 | 0
Czechia | CZ | RA310 | Wind | GW | NECP | est | 2016 | 0.282 |  |  | 0 | 0
Czechia | CZ | RA310 | Wind | GW | NECP | est | 2020 | 0.37 |  |  | 0 | 0
Czechia | CZ | RA310 | Wind | GW | NECP | est | 2021 | 0.41 |  |  | 0 | 0
Czechia | CZ | RA310 | Wind | GW | NECP | est | 2022 | 0.455 |  |  | 0 | 0
Czechia | CZ | RA310 | Wind | GW | NECP | est | 2023 | 0.505 |  |  | 0 | 0
Czechia | CZ | RA310 | Wind | GW | NECP | est | 2024 | 0.565 |  |  | 0 | 0
Czechia | CZ | RA310 | Wind | GW | NECP | est | 2025 | 0.625 |  |  | 0 | 0
Czechia | CZ | RA310 | Wind | GW | NECP | est | 2026 | 0.685 |  |  | 0 | 0
Czechia | CZ | RA310 | Wind | GW | NECP | est | 2027 | 0.745 |  |  | 0 | 0
Czechia | CZ | RA310 | Wind | GW | NECP | est | 2028 | 0.82 |  |  | 0 | 0
Czechia | CZ | RA310 | Wind | GW | NECP | est | 2029 | 0.895 |  |  | 0 | 0
Czechia | CZ | RA310 | Wind | GW | NECP | est | 2030 | 0.97 |  |  | 0 | 0
Czechia | CZ | RA400 | Solar | GW | NECP | est | 2016 | 2.068 |  |  | 0 | 0
Czechia | CZ | RA400 | Solar | GW | NECP | est | 2020 | 2.082 |  |  | 0 | 0
Czechia | CZ | RA400 | Solar | GW | NECP | est | 2021 | 2.153 |  |  | 0 | 0
Czechia | CZ | RA400 | Solar | GW | NECP | est | 2022 | 2.236 |  |  | 0 | 0
Czechia | CZ | RA400 | Solar | GW | NECP | est | 2023 | 2.34 |  |  | 0 | 0
Czechia | CZ | RA400 | Solar | GW | NECP | est | 2024 | 2.47 |  |  | 0 | 0
Czechia | CZ | RA400 | Solar | GW | NECP | est | 2025 | 2.628 |  |  | 0 | 0
Czechia | CZ | RA400 | Solar | GW | NECP | est | 2026 | 2.822 |  |  | 0 | 0
Czechia | CZ | RA400 | Solar | GW | NECP | est | 2027 | 3.051 |  |  | 0 | 0
Czechia | CZ | RA400 | Solar | GW | NECP | est | 2028 | 3.319 |  |  | 0 | 0
Czechia | CZ | RA400 | Solar | GW | NECP | est | 2029 | 3.625 |  |  | 0 | 0
Czechia | CZ | RA400 | Solar | GW | NECP | est | 2030 | 3.975 |  |  | 0 | 0
Czechia | CZ | RA420 | Solar photovoltaic | GW | NECP | est | 2016 | 2.068 |  |  | 0 | 0
Czechia | CZ | RA420 | Solar photovoltaic | GW | NECP | est | 2020 | 2.082 |  |  | 0 | 0
Czechia | CZ | RA420 | Solar photovoltaic | GW | NECP | est | 2021 | 2.153 |  |  | 0 | 0
Czechia | CZ | RA420 | Solar photovoltaic | GW | NECP | est | 2022 | 2.236 |  |  | 0 | 0
Czechia | CZ | RA420 | Solar photovoltaic | GW | NECP | est | 2023 | 2.34 |  |  | 0 | 0
Czechia | CZ | RA420 | Solar photovoltaic | GW | NECP | est | 2024 | 2.47 |  |  | 0 | 0
Czechia | CZ | RA420 | Solar photovoltaic | GW | NECP | est | 2025 | 2.628 |  |  | 0 | 0
Czechia | CZ | RA420 | Solar photovoltaic | GW | NECP | est | 2026 | 2.822 |  |  | 0 | 0
Czechia | CZ | RA420 | Solar photovoltaic | GW | NECP | est | 2027 | 3.051 |  |  | 0 | 0
Czechia | CZ | RA420 | Solar photovoltaic | GW | NECP | est | 2028 | 3.319 |  |  | 0 | 0
Czechia | CZ | RA420 | Solar photovoltaic | GW | NECP | est | 2029 | 3.625 |  |  | 0 | 0
Czechia | CZ | RA420 | Solar photovoltaic | GW | NECP | est | 2030 | 3.975 |  |  | 0 | 0
Czechia | CZ | EM2005 | Emission reduction 2005 | Percent | NECP | target | 2030 | 30 |  |  | 1 | 0
Czechia | CZ | REC000 | Gross final energy consumption - renewable | Percent | NECP | target | 2030 | 22 |  |  | 1 | 0
Czechia | CZ | REC000 | Gross final energy consumption - renewable | Percent | NECP | target | 2040 | 22 |  |  | 1 | 0
Czechia | CZ | ED010 | Primary energy consumption | PJ | NECP | target | 2020 | 1855 |  |  | 1 | 0 | 1
Czechia | CZ | ED010 | Primary energy consumption | PJ | NECP | target | 2030 | 1735 |  |  | 1 | 0 | 1
Czechia | CZ | ED020 | Final energy consumption | PJ | NECP | target | 2020 | 1060 |  |  | 1 | 0 | 1
Czechia | CZ | ED020 | Final energy consumption | PJ | NECP | target | 2030 | 990 |  |  | 1 | 0 | 1
Czechia | CZ | ED000 | Energy demand | PJ | NECP | est | 2020 | 1003.4 |  |  | 0 | 1
Czechia | CZ | ED000 | Energy demand | PJ | NECP | est | 2025 | 1000.3 |  |  | 0 | 1
Czechia | CZ | ED000 | Energy demand | PJ | NECP | est | 2030 | 990.1 |  |  | 0 | 1
Czechia | CZ | ED100 | Energy demand - households | PJ | NECP | est | 2020 | 288.5 |  |  | 0 | 1
Czechia | CZ | ED100 | Energy demand - households | PJ | NECP | est | 2025 | 281.6 |  |  | 0 | 1
Czechia | CZ | ED100 | Energy demand - households | PJ | NECP | est | 2030 | 273.8 |  |  | 0 | 1
Czechia | CZ | ED200 | Energy demand - transportation | PJ | NECP | est | 2020 | 275.5 |  |  | 0 | 1
Czechia | CZ | ED200 | Energy demand - transportation | PJ | NECP | est | 2025 | 285.4 |  |  | 0 | 1
Czechia | CZ | ED200 | Energy demand - transportation | PJ | NECP | est | 2030 | 293.6 |  |  | 0 | 1
Czechia | CZ | ED300 | Energy demand - industry | PJ | NECP | est | 2020 | 285 |  |  | 0 | 1
Czechia | CZ | ED300 | Energy demand - industry | PJ | NECP | est | 2025 | 283.6 |  |  | 0 | 1
Czechia | CZ | ED300 | Energy demand - industry | PJ | NECP | est | 2030 | 278.5 |  |  | 0 | 1
Czechia | CZ | ED400 | Energy demand - services | PJ | NECP | est | 2020 | 126.4 |  |  | 0 | 1
Czechia | CZ | ED400 | Energy demand - services | PJ | NECP | est | 2025 | 121.4 |  |  | 0 | 1
Czechia | CZ | ED400 | Energy demand - services | PJ | NECP | est | 2030 | 115.6 |  |  | 0 | 1
Czechia | CZ | ED500 | Energy demand - agriculture | PJ | NECP | est | 2020 | 24.8 |  |  | 0 | 1
Czechia | CZ | ED500 | Energy demand - agriculture | PJ | NECP | est | 2025 | 25.3 |  |  | 0 | 1
Czechia | CZ | ED500 | Energy demand - agriculture | PJ | NECP | est | 2030 | 25.4 |  |  | 0 | 1
Czechia | CZ | ED800 | Energy demand - others | PJ | NECP | est | 2020 | 3.1 |  |  | 0 | 1
Czechia | CZ | ED800 | Energy demand - others | PJ | NECP | est | 2025 | 3.1 |  |  | 0 | 1
Czechia | CZ | ED800 | Energy demand - others | PJ | NECP | est | 2030 | 3.1 |  |  | 0 | 1
Czechia | CZ | EL000 | Electricity demand | PJ | NECP | est | 2020 | 213.83 |  |  | 0 | 1
Czechia | CZ | EL000 | Electricity demand | PJ | NECP | est | 2025 | 219.29 |  |  | 0 | 1
Czechia | CZ | EL000 | Electricity demand | PJ | NECP | est | 2030 | 223.76 |  |  | 0 | 1
Czechia | CZ | EL100 | Electricity demand - households | PJ | NECP | est | 2020 | 55.17 |  |  | 0 | 1
Czechia | CZ | EL100 | Electricity demand - households | PJ | NECP | est | 2025 | 57.02 |  |  | 0 | 1
Czechia | CZ | EL100 | Electricity demand - households | PJ | NECP | est | 2030 | 59.04 |  |  | 0 | 1
Czechia | CZ | EL200 | Electricity demand - transportation | PJ | NECP | est | 2020 | 6.87 |  |  | 0 | 1
Czechia | CZ | EL200 | Electricity demand - transportation | PJ | NECP | est | 2025 | 7.85 |  |  | 0 | 1
Czechia | CZ | EL200 | Electricity demand - transportation | PJ | NECP | est | 2030 | 9.57 |  |  | 0 | 1
Czechia | CZ | EL300 | Electricity demand - industry | PJ | NECP | est | 2020 | 90.93 |  |  | 0 | 1
Czechia | CZ | EL300 | Electricity demand - industry | PJ | NECP | est | 2025 | 94.16 |  |  | 0 | 1
Czechia | CZ | EL300 | Electricity demand - industry | PJ | NECP | est | 2030 | 96.11 |  |  | 0 | 1
Czechia | CZ | EL400 | Electricity demand - services | PJ | NECP | est | 2020 | 57.71 |  |  | 0 | 1
Czechia | CZ | EL400 | Electricity demand - services | PJ | NECP | est | 2025 | 57.04 |  |  | 0 | 1
Czechia | CZ | EL400 | Electricity demand - services | PJ | NECP | est | 2030 | 55.81 |  |  | 0 | 1
Czechia | CZ | EL500 | Electricity demand - agriculture | PJ | NECP | est | 2020 | 3.15 |  |  | 0 | 1
Czechia | CZ | EL500 | Electricity demand - agriculture | PJ | NECP | est | 2025 | 3.22 |  |  | 0 | 1
Czechia | CZ | EL500 | Electricity demand - agriculture | PJ | NECP | est | 2030 | 3.24 |  |  | 0 | 1
Czechia | CZ | RA600 | Ambient heat (heat pumps) | PJ | NECP | est | 2016 | 4.4418 |  |  | 0 | 1
Czechia | CZ | RA600 | Ambient heat (heat pumps) | PJ | NECP | est | 2020 | 6.6212 |  |  | 0 | 1
Czechia | CZ | RA600 | Ambient heat (heat pumps) | PJ | NECP | est | 2021 | 7.166 |  |  | 0 | 1
Czechia | CZ | RA600 | Ambient heat (heat pumps) | PJ | NECP | est | 2022 | 7.7108 |  |  | 0 | 1
Czechia | CZ | RA600 | Ambient heat (heat pumps) | PJ | NECP | est | 2023 | 8.2556 |  |  | 0 | 1
Czechia | CZ | RA600 | Ambient heat (heat pumps) | PJ | NECP | est | 2024 | 8.8005 |  |  | 0 | 1
Czechia | CZ | RA600 | Ambient heat (heat pumps) | PJ | NECP | est | 2025 | 9.3453 |  |  | 0 | 1
Czechia | CZ | RA600 | Ambient heat (heat pumps) | PJ | NECP | est | 2026 | 9.8901 |  |  | 0 | 1
Czechia | CZ | RA600 | Ambient heat (heat pumps) | PJ | NECP | est | 2027 | 10.435 |  |  | 0 | 1
Czechia | CZ | RA600 | Ambient heat (heat pumps) | PJ | NECP | est | 2028 | 10.9798 |  |  | 0 | 1
Czechia | CZ | RA600 | Ambient heat (heat pumps) | PJ | NECP | est | 2029 | 11.5246 |  |  | 0 | 1
Czechia | CZ | RA600 | Ambient heat (heat pumps) | PJ | NECP | est | 2030 | 12.0695 |  |  | 0 | 1
Czechia | CZ | EP000 | Energy production | ktoe | NECP | est | 2020 | 27662.1 |  |  | 0 | 0
Czechia | CZ | EP000 | Energy production | ktoe | NECP | est | 2025 | 22608.6 |  |  | 0 | 0
Czechia | CZ | EP000 | Energy production | ktoe | NECP | est | 2030 | 23204 |  |  | 0 | 0
Czechia | CZ | EP000 | Energy production | ktoe | NECP | est | 2035 | 22853.2 |  |  | 0 | 0
Czechia | CZ | EP000 | Energy production | ktoe | NECP | est | 2040 | 20690.5 |  |  | 0 | 0
Czechia | CZ | EP100 | Energy production - renewable | ktoe | NECP | est | 2020 | 4408.2 |  |  | 0 | 0
Czechia | CZ | EP100 | Energy production - renewable | ktoe | NECP | est | 2025 | 4915.7 |  |  | 0 | 0
Czechia | CZ | EP100 | Energy production - renewable | ktoe | NECP | est | 2030 | 5492.2 |  |  | 0 | 0
Czechia | CZ | EP100 | Energy production - renewable | ktoe | NECP | est | 2035 | 5774.3 |  |  | 0 | 0
Czechia | CZ | EP100 | Energy production - renewable | ktoe | NECP | est | 2040 | 5873.3 |  |  | 0 | 0
Czechia | CZ | EP200 | Energy production - nuclear | ktoe | NECP | est | 2020 | 8104 |  |  | 0 | 0
Czechia | CZ | EP200 | Energy production - nuclear | ktoe | NECP | est | 2025 | 8109.6 |  |  | 0 | 0
Czechia | CZ | EP200 | Energy production - nuclear | ktoe | NECP | est | 2030 | 8115.2 |  |  | 0 | 0
Czechia | CZ | EP200 | Energy production - nuclear | ktoe | NECP | est | 2035 | 9427 |  |  | 0 | 0
Czechia | CZ | EP200 | Energy production - nuclear | ktoe | NECP | est | 2040 | 11081.5 |  |  | 0 | 0
Czechia | CZ | PEP000 | Primary energy production | ktoe | NECP | est | 2020 | 43325.5 |  |  | 0 | 0
Czechia | CZ | PEP000 | Primary energy production | ktoe | NECP | est | 2025 | 41572.4 |  |  | 0 | 0
Czechia | CZ | PEP000 | Primary energy production | ktoe | NECP | est | 2030 | 41431 |  |  | 0 | 0
Czechia | CZ | PEP000 | Primary energy production | ktoe | NECP | est | 2035 | 41026.5 |  |  | 0 | 0
Czechia | CZ | PEP000 | Primary energy production | ktoe | NECP | est | 2040 | 40027.3 |  |  | 0 | 0
Czechia | CZ | PEP100 | Primary energy production - renewable | ktoe | NECP | est | 2020 | 4562.6 |  |  | 0 | 0
Czechia | CZ | PEP100 | Primary energy production - renewable | ktoe | NECP | est | 2025 | 5138.2 |  |  | 0 | 0
Czechia | CZ | PEP100 | Primary energy production - renewable | ktoe | NECP | est | 2030 | 5787.5 |  |  | 0 | 0
Czechia | CZ | PEP100 | Primary energy production - renewable | ktoe | NECP | est | 2035 | 6097.9 |  |  | 0 | 0
Czechia | CZ | PEP100 | Primary energy production - renewable | ktoe | NECP | est | 2040 | 6196.9 |  |  | 0 | 0
Czechia | CZ | PEP200 | Primary energy production - nuclear | ktoe | NECP | est | 2020 | 8104 |  |  | 0 | 0
Czechia | CZ | PEP200 | Primary energy production - nuclear | ktoe | NECP | est | 2025 | 8109.6 |  |  | 0 | 0
Czechia | CZ | PEP200 | Primary energy production - nuclear | ktoe | NECP | est | 2030 | 8115.2 |  |  | 0 | 0
Czechia | CZ | PEP200 | Primary energy production - nuclear | ktoe | NECP | est | 2035 | 9427 |  |  | 0 | 0
Czechia | CZ | PEP200 | Primary energy production - nuclear | ktoe | NECP | est | 2040 | 11081.5 |  |  | 0 | 0
Czechia | CZ | GEP000 | Gross electricity production | GWh | NECP | est | 2020 | 90204 |  |  | 0 | 0
Czechia | CZ | GEP000 | Gross electricity production | GWh | NECP | est | 2025 | 83301.4 |  |  | 0 | 0
Czechia | CZ | GEP000 | Gross electricity production | GWh | NECP | est | 2030 | 84567.2 |  |  | 0 | 0
Czechia | CZ | GEP000 | Gross electricity production | GWh | NECP | est | 2035 | 85089.5 |  |  | 0 | 0
Czechia | CZ | GEP000 | Gross electricity production | GWh | NECP | est | 2040 | 84007.5 |  |  | 0 | 0
Czechia | CZ | GEP100 | Gross electricity production - renewable | GWh | NECP | est | 2020 | 11025.8 |  |  | 0 | 0
Czechia | CZ | GEP100 | Gross electricity production - renewable | GWh | NECP | est | 2025 | 12425.5 |  |  | 0 | 0
Czechia | CZ | GEP100 | Gross electricity production - renewable | GWh | NECP | est | 2030 | 13888.2 |  |  | 0 | 0
Czechia | CZ | GEP100 | Gross electricity production - renewable | GWh | NECP | est | 2035 | 15988.3 |  |  | 0 | 0
Czechia | CZ | GEP100 | Gross electricity production - renewable | GWh | NECP | est | 2040 | 17997.3 |  |  | 0 | 0
Czechia | CZ | GEP200 | Gross electricity production - nuclear | GWh | NECP | est | 2020 | 31102.5 |  |  | 0 | 0
Czechia | CZ | GEP200 | Gross electricity production - nuclear | GWh | NECP | est | 2025 | 31124 |  |  | 0 | 0
Czechia | CZ | GEP200 | Gross electricity production - nuclear | GWh | NECP | est | 2030 | 31145.4 |  |  | 0 | 0
Czechia | CZ | GEP200 | Gross electricity production - nuclear | GWh | NECP | est | 2035 | 36179.7 |  |  | 0 | 0
Czechia | CZ | GEP200 | Gross electricity production - nuclear | GWh | NECP | est | 2040 | 42529.5 |  |  | 0 | 0
Czechia | CZ | HP000 | Heat production | TJ | NECP | est | 2020 | 124808.7 |  |  | 0 | 0
Czechia | CZ | HP000 | Heat production | TJ | NECP | est | 2025 | 120916.9 |  |  | 0 | 0
Czechia | CZ | HP000 | Heat production | TJ | NECP | est | 2030 | 116350.4 |  |  | 0 | 0
Czechia | CZ | HP000 | Heat production | TJ | NECP | est | 2035 | 113347.1 |  |  | 0 | 0
Czechia | CZ | HP000 | Heat production | TJ | NECP | est | 2040 | 109409.4 |  |  | 0 | 0
Czechia | CZ | HP100 | Heat production - renewable | TJ | NECP | est | 2020 | 10340.3 |  |  | 0 | 0
Czechia | CZ | HP100 | Heat production - renewable | TJ | NECP | est | 2025 | 18283.8 |  |  | 0 | 0
Czechia | CZ | HP100 | Heat production - renewable | TJ | NECP | est | 2030 | 22474.3 |  |  | 0 | 0
Czechia | CZ | HP100 | Heat production - renewable | TJ | NECP | est | 2035 | 26641.7 |  |  | 0 | 0
Czechia | CZ | HP100 | Heat production - renewable | TJ | NECP | est | 2040 | 29694.9 |  |  | 0 | 0
Czechia | CZ | HP200 | Heat production - nuclear | TJ | NECP | est | 2020 | 892.5 |  |  | 0 | 0
Czechia | CZ | HP200 | Heat production - nuclear | TJ | NECP | est | 2025 | 892.5 |  |  | 0 | 0
Czechia | CZ | HP200 | Heat production - nuclear | TJ | NECP | est | 2030 | 892.5 |  |  | 0 | 0
Czechia | CZ | HP200 | Heat production - nuclear | TJ | NECP | est | 2035 | 2499.9 |  |  | 0 | 0
Czechia | CZ | HP200 | Heat production - nuclear | TJ | NECP | est | 2040 | 2635.3 |  |  | 0 | 0
Czechia | CZ | N9000 | Nuclear fuels and other fuels n.e.c. | Percent | NECP | target | 2040 | 52 | 46 | 58 | 1 | 0
Czechia | CZ | ELEV | Electricity demand - EV | GWh | NAP SG | low | 2030 | 226.39 |  |  | 0 | 0
Czechia | CZ | ELEV | Electricity demand - EV | GWh | NAP SG | medium | 2030 | 565.87 |  |  | 0 | 0
Czechia | CZ | ELEV | Electricity demand - EV | GWh | NAP SG | high | 2030 | 1868.72 |  |  | 0 | 0
Note on G65: Henning Åsheim: Non-binding
Note on G66: Henning Åsheim: Non-binding
Note on G67: Henning Åsheim: Non-binding
Note on G68: Henning Åsheim: Non-binding

## Denmark
country | geo | siec | type | unit | source | scenario | year | cap | cap_min | cap_max | target | demand | problem | region
Denmark | DK | RA300 | Wind | GW | NECP | est | 2021 | 7.59 |  |  | 0 | 0 |  | Nordics
Denmark | DK | RA300 | Wind | GW | NECP | est | 2022 | 7.969 |  |  | 0 | 0 |  | Nordics
Denmark | DK | RA300 | Wind | GW | NECP | est | 2023 | 7.901 |  |  | 0 | 0 |  | Nordics
Denmark | DK | RA300 | Wind | GW | NECP | est | 2024 | 8.649 |  |  | 0 | 0 |  | Nordics
Denmark | DK | RA300 | Wind | GW | NECP | est | 2025 | 9.01 |  |  | 0 | 0 |  | Nordics
Denmark | DK | RA300 | Wind | GW | NECP | est | 2026 | 8.971 |  |  | 0 | 0 |  | Nordics
Denmark | DK | RA300 | Wind | GW | NECP | est | 2027 | 9.324 |  |  | 0 | 0 |  | Nordics
Denmark | DK | RA300 | Wind | GW | NECP | est | 2028 | 9.673 |  |  | 0 | 0 |  | Nordics
Denmark | DK | RA300 | Wind | GW | NECP | est | 2029 | 10.626 |  |  | 0 | 0 |  | Nordics
Denmark | DK | RA300 | Wind | GW | NECP | est | 2030 | 10.147 |  |  | 0 | 0 |  | Nordics
Denmark | DK | RA400 | Solar | GW | NECP | est | 2021 | 2.248 |  |  | 0 | 0 |  | Nordics
Denmark | DK | RA400 | Solar | GW | NECP | est | 2022 | 2.671 |  |  | 0 | 0 |  | Nordics
Denmark | DK | RA400 | Solar | GW | NECP | est | 2023 | 3.096 |  |  | 0 | 0 |  | Nordics
Denmark | DK | RA400 | Solar | GW | NECP | est | 2024 | 3.522 |  |  | 0 | 0 |  | Nordics
Denmark | DK | RA400 | Solar | GW | NECP | est | 2025 | 3.902 |  |  | 0 | 0 |  | Nordics
Denmark | DK | RA400 | Solar | GW | NECP | est | 2026 | 4.237 |  |  | 0 | 0 |  | Nordics
Denmark | DK | RA400 | Solar | GW | NECP | est | 2027 | 4.576 |  |  | 0 | 0 |  | Nordics
Denmark | DK | RA400 | Solar | GW | NECP | est | 2028 | 4.923 |  |  | 0 | 0 |  | Nordics
Denmark | DK | RA400 | Solar | GW | NECP | est | 2029 | 6.492 |  |  | 0 | 0 |  | Nordics
Denmark | DK | RA400 | Solar | GW | NECP | est | 2030 | 7.842 |  |  | 0 | 0 |  | Nordics
Denmark | DK | RA300 | Wind | GW | KLIMAAVTALE | target | 2022 | 6.4 |  |  | 1 | 0 |  | Nordics
Denmark | DK | RA300 | Wind | GW | KLIMAAVTALE | target | 2030 | 12.2 |  |  | 1 | 0 |  | Nordics
Denmark | DK | RA300 | Wind | GW | KLIMAAVTALE | target | 2050 |  |  |  | 1 | 0 |  | Nordics
Denmark | DK | RA310 | Wind on shore | GW | KLIMAAVTALE | target | 2022 | 4.1 |  |  | 1 | 0 |  | Nordics
Denmark | DK | RA310 | Wind on shore | GW | KLIMAAVTALE | target | 2030 | 8.2 |  |  | 1 | 0 |  | Nordics
Denmark | DK | RA320 | Wind off shore | GW | KLIMAAVTALE | target | 2022 | 2.3 |  |  | 1 | 0 |  | Nordics
Denmark | DK | RA320 | Wind off shore | GW | KLIMAAVTALE | target | 2030 | 4 |  |  | 1 | 0 |  | Nordics
Denmark | DK | RA320 | Wind off shore | GW | KLIMAAVTALE | target | 2050 | 35 |  |  | 1 | 0 |  | Nordics
Denmark | DK | RA400 | Solar | GW | KLIMAAVTALE | target | 2022 | 2 |  |  | 1 | 0 |  | Nordics
Denmark | DK | RA400 | Solar | GW | KLIMAAVTALE | target | 2030 | 20 |  |  | 1 | 0 |  | Nordics
Denmark | DK | RA420 | Solar photovoltaic | GW | KLIMAAVTALE | target | 2022 | 2 |  |  | 1 | 0 |  | Nordics
Denmark | DK | RA420 | Solar photovoltaic | GW | KLIMAAVTALE | target | 2030 | 20 |  |  | 1 | 0 |  | Nordics
Denmark | DK | EM1990 | Emission reduction 1990 | Percent | NECP | target | 2030 | 70 |  |  | 1 | 0 |  | Nordics
Denmark | DK | EM000 | Emission reduction | CN | NECP | target | 2050 | 0 |  |  | 1 | 0 |  | Nordics
Denmark | DK | REC000 | Gross final energy consumption - renewable | Percent | NECP | target | 2030 | 55 |  |  | 1 | 0 |  | Nordics
Denmark | DK | EL000 | Electricity demand | TWh | Basisfremskrivning | est | 2030 | 46.4 |  |  | 0 | 1 |  | Nordics
Denmark | DK | ED010 | Primary energy demand | ktoe | NECP | WEM | 2020 | 17260 |  |  | 0 | 1 |  | Nordics
Denmark | DK | ED010 | Primary energy demand | ktoe | NECP | WEM | 2025 | 17300 |  |  | 0 | 1 |  | Nordics
Denmark | DK | ED010 | Primary energy demand | ktoe | NECP | WEM | 2030 | 17350 |  |  | 0 | 1 |  | Nordics
Denmark | DK | ED010 | Primary energy demand | ktoe | NECP | WEM | 2035 | 17320 |  |  | 0 | 1 |  | Nordics
Denmark | DK | ED010 | Primary energy demand | ktoe | NECP | WEM | 2040 | 17300 |  |  | 0 | 1 |  | Nordics
Denmark | DK | ED020 | Final energy consumption | ktoe | NECP | WEM | 2020 | 15000 |  |  | 0 | 1 |  | Nordics
Denmark | DK | ED020 | Final energy consumption | ktoe | NECP | WEM | 2025 | 15050 |  |  | 0 | 1 |  | Nordics
Denmark | DK | ED020 | Final energy consumption | ktoe | NECP | WEM | 2030 | 15060 |  |  | 0 | 1 |  | Nordics
Denmark | DK | ED020 | Final energy consumption | ktoe | NECP | WEM | 2035 | 15070 |  |  | 0 | 1 |  | Nordics
Denmark | DK | ED020 | Final energy consumption | ktoe | NECP | WEM | 2040 | 15100 |  |  | 0 | 1 |  | Nordics
Denmark | DK | ED100 | Energy demand - households | ktoe | NECP | WEM | 2020 | 4600 |  |  | 0 | 1 |  | Nordics
Denmark | DK | ED100 | Energy demand - households | ktoe | NECP | WEM | 2025 | 4450 |  |  | 0 | 1 |  | Nordics
Denmark | DK | ED100 | Energy demand - households | ktoe | NECP | WEM | 2030 | 4300 |  |  | 0 | 1 |  | Nordics
Denmark | DK | ED100 | Energy demand - households | ktoe | NECP | WEM | 2035 | 4200 |  |  | 0 | 1 |  | Nordics
Denmark | DK | ED100 | Energy demand - households | ktoe | NECP | WEM | 2040 | 4100 |  |  | 0 | 1 |  | Nordics
Denmark | DK | ED200 | Energy demand - transportation | ktoe | NECP | WEM | 2020 | 5350 |  |  | 0 | 1 |  | Nordics
Denmark | DK | ED200 | Energy demand - transportation | ktoe | NECP | WEM | 2025 | 5400 |  |  | 0 | 1 |  | Nordics
Denmark | DK | ED200 | Energy demand - transportation | ktoe | NECP | WEM | 2030 | 5350 |  |  | 0 | 1 |  | Nordics
Denmark | DK | ED200 | Energy demand - transportation | ktoe | NECP | WEM | 2035 | 5150 |  |  | 0 | 1 |  | Nordics
Denmark | DK | ED200 | Energy demand - transportation | ktoe | NECP | WEM | 2040 | 5050 |  |  | 0 | 1 |  | Nordics
Denmark | DK | ED300 | Energy demand - industry | ktoe | NECP | WEM | 2020 | 2250 |  |  | 0 | 1 |  | Nordics
Denmark | DK | ED300 | Energy demand - industry | ktoe | NECP | WEM | 2025 | 2300 |  |  | 0 | 1 |  | Nordics
Denmark | DK | ED300 | Energy demand - industry | ktoe | NECP | WEM | 2030 | 2350 |  |  | 0 | 1 |  | Nordics
Denmark | DK | ED300 | Energy demand - industry | ktoe | NECP | WEM | 2035 | 2370 |  |  | 0 | 1 |  | Nordics
Denmark | DK | ED300 | Energy demand - industry | ktoe | NECP | WEM | 2040 | 2430 |  |  | 0 | 1 |  | Nordics
Denmark | DK | ED400 | Energy demand - services | ktoe | NECP | WEM | 2020 | 2200 |  |  | 0 | 1 |  | Nordics
Denmark | DK | ED400 | Energy demand - services | ktoe | NECP | WEM | 2025 | 2550 |  |  | 0 | 1 |  | Nordics
Denmark | DK | ED400 | Energy demand - services | ktoe | NECP | WEM | 2030 | 2900 |  |  | 0 | 1 |  | Nordics
Denmark | DK | ED400 | Energy demand - services | ktoe | NECP | WEM | 2035 | 3200 |  |  | 0 | 1 |  | Nordics
Denmark | DK | ED400 | Energy demand - services | ktoe | NECP | WEM | 2040 | 3400 |  |  | 0 | 1 |  | Nordics
Denmark | DK | ED500 | Energy demand - agriculture | ktoe | NECP | WEM | 2020 | 750 |  |  | 0 | 1 |  | Nordics
Denmark | DK | ED500 | Energy demand - agriculture | ktoe | NECP | WEM | 2025 | 750 |  |  | 0 | 1 |  | Nordics
Denmark | DK | ED500 | Energy demand - agriculture | ktoe | NECP | WEM | 2030 | 750 |  |  | 0 | 1 |  | Nordics
Denmark | DK | ED500 | Energy demand - agriculture | ktoe | NECP | WEM | 2035 | 750 |  |  | 0 | 1 |  | Nordics
Denmark | DK | ED500 | Energy demand - agriculture | ktoe | NECP | WEM | 2040 | 770 |  |  | 0 | 1 |  | Nordics
Denmark | DK | ED600 | Energy demand - construction | ktoe | NECP | WEM | 2020 | 150 |  |  | 0 | 1 |  | Nordics
Denmark | DK | ED600 | Energy demand - construction | ktoe | NECP | WEM | 2025 | 170 |  |  | 0 | 1 |  | Nordics
Denmark | DK | ED600 | Energy demand - construction | ktoe | NECP | WEM | 2030 | 170 |  |  | 0 | 1 |  | Nordics
Denmark | DK | ED600 | Energy demand - construction | ktoe | NECP | WEM | 2035 | 170 |  |  | 0 | 1 |  | Nordics
Denmark | DK | ED600 | Energy demand - construction | ktoe | NECP | WEM | 2040 | 170 |  |  | 0 | 1 |  | Nordics
Denmark | DK | ED800 | Energy demand - others | ktoe | NECP | WEM | 2020 | 180 |  |  | 0 | 1 |  | Nordics
Denmark | DK | ED800 | Energy demand - others | ktoe | NECP | WEM | 2025 | 180 |  |  | 0 | 1 |  | Nordics
Denmark | DK | ED800 | Energy demand - others | ktoe | NECP | WEM | 2030 | 180 |  |  | 0 | 1 |  | Nordics
Denmark | DK | ED800 | Energy demand - others | ktoe | NECP | WEM | 2035 | 180 |  |  | 0 | 1 |  | Nordics
Denmark | DK | ED800 | Energy demand - others | ktoe | NECP | WEM | 2040 | 180 |  |  | 0 | 1 |  | Nordics
Denmark | DK | ELEV | Electricity demand - EV | PJ | Basisfremskrivning | est | 2018 | 1.3 |  |  | 0 | 1 |  | Nordics
Denmark | DK | ELEV | Electricity demand - EV | PJ | Basisfremskrivning | est | 2025 | 3 |  |  | 0 | 1 |  | Nordics
Denmark | DK | ELEV | Electricity demand - EV | PJ | Basisfremskrivning | est | 2030 | 8.1 |  |  | 0 | 1 |  | Nordics
Denmark | DK | EV000 | Electric vehicles | Number | Basisfremskrivning | est | 2018 | 19000 |  |  | 0 | 1 |  | Nordics
Denmark | DK | EV000 | Electric vehicles | Number | Basisfremskrivning | est | 2025 | 93000 |  |  | 0 | 1 |  | Nordics
Denmark | DK | EV000 | Electric vehicles | Number | Basisfremskrivning | est | 2030 | 380000 |  |  | 0 | 1 |  | Nordics
Denmark | DK | EV010 | Electric vehicles - electric | Number | Basisfremskrivning | est | 2018 | 9000 |  |  | 0 | 1 |  | Nordics
Denmark | DK | EV010 | Electric vehicles - electric | Number | Basisfremskrivning | est | 2025 | 72000 |  |  | 0 | 1 |  | Nordics
Denmark | DK | EV010 | Electric vehicles - electric | Number | Basisfremskrivning | est | 2030 | 351000 |  |  | 0 | 1 |  | Nordics
Denmark | DK | EV020 | Electric vehicles - hybrids | Number | Basisfremskrivning | est | 2018 | 10000 |  |  | 0 | 1 |  | Nordics
Denmark | DK | EV020 | Electric vehicles - hybrids | Number | Basisfremskrivning | est | 2025 | 21000 |  |  | 0 | 1 |  | Nordics
Denmark | DK | EV020 | Electric vehicles - hybrids | Number | Basisfremskrivning | est | 2030 | 29000 |  |  | 0 | 1 |  | Nordics
Denmark | DK | RA600 | Ambient heat (heat pumps) | GW | Basisfremskrivning | est | 2025 | 0.7 |  |  | 0 | 1 |  | Nordics
Denmark | DK | RA600 | Ambient heat (heat pumps) | GW | Basisfremskrivning | est | 2030 | 0.8 |  |  | 0 | 1 |  | Nordics
Denmark | DK | RA600 | Ambient heat (heat pumps) | PJ | Basisfremskrivning | est | 2025 | 0.8 |  |  | 0 | 1 |  | Nordics
Denmark | DK | RA600 | Ambient heat (heat pumps) | PJ | Basisfremskrivning | est | 2030 | 1 |  |  | 0 | 1 |  | Nordics
Denmark | DK | RA800 | Electric boilers | GW | Basisfremskrivning | est | 2025 | 0.9 |  |  | 0 | 1 |  | Nordics
Denmark | DK | RA800 | Electric boilers | GW | Basisfremskrivning | est | 2030 | 1.1 |  |  | 0 | 1 |  | Nordics
Denmark | DK | RHYD | Hydrogen of renewable origin | GW | Hydrogen strategy | target | 2030 | 5 |  |  | 1 | 0 |  | Nordics
Note on I2: Henning Åsheim: Electricity production only
Note on I24: Henning Åsheim: I think it is expected to be a reduction in on shore number of turbines by 2050, but I dont know how this translates capacity-wise
Note on I26: Henning Åsheim: The added capacity for onshore wind and solar are examples for how to quadruple land and solar by 2030, this is dependent on available land.
Note on I31: Henning Åsheim: The added capacity for onshore wind and solar are examples for how to quadruple land and solar by 2030, this is dependent on available land.
Note on I33: Henning Åsheim: The added capacity for onshore wind and solar are examples for how to quadruple land and solar by 2030, this is dependent on available land. Page 6 of the Danish climate accord states that this goal is for PV
Note on G38: Henning Åsheim: These numbers are taken from a graph, and are thus not exactly right.

## Estonia
country | geo | siec | type | unit | source | scenario | year | cap | cap_min | cap_max | target | demand | problem | region
Estonia | EE | RA400 | Solar | GW | EU | est | 2020 | 0.1 |  |  | 0 | 0 |  | Poland and Baltics
Estonia | EE | RA400 | Solar | GW | EU | est | 2030 | 0.415 |  |  | 0 | 0 |  | Poland and Baltics
Estonia | EE | RA300 | Wind | GWh | NECP | WAM | 2020 | 844 |  |  | 0 | 0 |  | Poland and Baltics
Estonia | EE | RA300 | Wind | GWh | NECP | WAM | 2022 | 664 |  |  | 0 | 0 |  | Poland and Baltics
Estonia | EE | RA300 | Wind | GWh | NECP | WAM | 2025 | 794 |  |  | 1 | 0 |  | Poland and Baltics
Estonia | EE | RA300 | Wind | GWh | NECP | WAM | 2027 | 2624 |  |  | 1 | 0 |  | Poland and Baltics
Estonia | EE | RA300 | Wind | GWh | NECP | WAM | 2030 | 6840 |  |  | 1 | 0 |  | Poland and Baltics
Estonia | EE | RA300 | Wind | GW | NECP | WAM | 2020 | 0.31 |  |  | 0 | 0 |  | Poland and Baltics
Estonia | EE | RA300 | Wind | GW | NECP | WAM | 2022 | 0.31 |  |  | 0 | 0 |  | Poland and Baltics
Estonia | EE | RA300 | Wind | GW | NECP | WAM | 2025 | 0.52 |  |  | 1 | 0 |  | Poland and Baltics
Estonia | EE | RA300 | Wind | GW | NECP | WAM | 2027 | 0.81 |  |  | 1 | 0 |  | Poland and Baltics
Estonia | EE | RA300 | Wind | GW | NECP | WAM | 2030 | 2.31 |  |  | 1 | 0 |  | Poland and Baltics
Estonia | EE | RA310 | Wind on shore | GWh | NECP | WAM | 2020 | 844 |  |  | 0 | 0 |  | Poland and Baltics
Estonia | EE | RA310 | Wind on shore | GWh | NECP | WAM | 2022 | 664 |  |  | 0 | 0 |  | Poland and Baltics
Estonia | EE | RA310 | Wind on shore | GWh | NECP | WAM | 2025 | 794 |  |  | 1 | 0 |  | Poland and Baltics
Estonia | EE | RA310 | Wind on shore | GWh | NECP | WAM | 2027 | 2624 |  |  | 1 | 0 |  | Poland and Baltics
Estonia | EE | RA310 | Wind on shore | GWh | NECP | WAM | 2030 | 3124 |  |  | 1 | 0 |  | Poland and Baltics
Estonia | EE | RA310 | Wind on shore | GW | NECP | WAM | 2020 | 0.31 |  |  | 0 | 0 |  | Poland and Baltics
Estonia | EE | RA310 | Wind on shore | GW | NECP | WAM | 2022 | 0.31 |  |  | 0 | 0 |  | Poland and Baltics
Estonia | EE | RA310 | Wind on shore | GW | NECP | WAM | 2025 | 0.52 |  |  | 1 | 0 |  | Poland and Baltics
Estonia | EE | RA310 | Wind on shore | GW | NECP | WAM | 2027 | 0.81 |  |  | 1 | 0 |  | Poland and Baltics
Estonia | EE | RA310 | Wind on shore | GW | NECP | WAM | 2030 | 1.31 |  |  | 1 | 0 |  | Poland and Baltics
Estonia | EE | RA320 | Wind off shore | GWh | NECP | WAM | 2020 | 0 |  |  | 0 | 0 |  | Poland and Baltics
Estonia | EE | RA320 | Wind off shore | GWh | NECP | WAM | 2022 | 0 |  |  | 0 | 0 |  | Poland and Baltics
Estonia | EE | RA320 | Wind off shore | GWh | NECP | WAM | 2025 | 0 |  |  | 1 | 0 |  | Poland and Baltics
Estonia | EE | RA320 | Wind off shore | GWh | NECP | WAM | 2027 | 0 |  |  | 1 | 0 |  | Poland and Baltics
Estonia | EE | RA320 | Wind off shore | GWh | NECP | WAM | 2030 | 3715 |  |  | 1 | 0 |  | Poland and Baltics
Estonia | EE | RA320 | Wind off shore | GW | NECP | WAM | 2020 | 0.31 |  |  | 0 | 0 |  | Poland and Baltics
Estonia | EE | RA320 | Wind off shore | GW | NECP | WAM | 2022 | 0.31 |  |  | 0 | 0 |  | Poland and Baltics
Estonia | EE | RA320 | Wind off shore | GW | NECP | WAM | 2025 | 0.52 |  |  | 1 | 0 |  | Poland and Baltics
Estonia | EE | RA320 | Wind off shore | GW | NECP | WAM | 2027 | 0.81 |  |  | 1 | 0 |  | Poland and Baltics
Estonia | EE | RA320 | Wind off shore | GW | NECP | WAM | 2030 | 1.31 |  |  | 1 | 0 |  | Poland and Baltics
Estonia | EE | RA400 | Solar | GWh | NECP | WAM | 2020 | 245 |  |  | 0 | 0 |  | Poland and Baltics
Estonia | EE | RA400 | Solar | GWh | NECP | WAM | 2022 | 506 |  |  | 0 | 0 |  | Poland and Baltics
Estonia | EE | RA400 | Solar | GWh | NECP | WAM | 2025 | 936 |  |  | 1 | 0 |  | Poland and Baltics
Estonia | EE | RA400 | Solar | GWh | NECP | WAM | 2027 | 936 |  |  | 1 | 0 |  | Poland and Baltics
Estonia | EE | RA400 | Solar | GWh | NECP | WAM | 2030 | 1000 |  |  | 1 | 0 |  | Poland and Baltics
Estonia | EE | RA400 | Solar | GW | NECP | WAM | 2020 | 0.29 |  |  | 0 | 0 |  | Poland and Baltics
Estonia | EE | RA400 | Solar | GW | NECP | WAM | 2022 | 0.607 |  |  | 0 | 0 |  | Poland and Baltics
Estonia | EE | RA400 | Solar | GW | NECP | WAM | 2025 | 1.1 |  |  | 1 | 0 |  | Poland and Baltics
Estonia | EE | RA400 | Solar | GW | NECP | WAM | 2027 | 1.1 |  |  | 1 | 0 |  | Poland and Baltics
Estonia | EE | RA400 | Solar | GW | NECP | WAM | 2030 | 1.2 |  |  | 1 | 0 |  | Poland and Baltics
Estonia | EE | RC000 | Gross final energy consumption - renewable | GWh | NECP | WAM | 2020 | 34336 |  |  | 0 | 1 |  | Poland and Baltics
Estonia | EE | RC000 | Gross final energy consumption - renewable | GWh | NECP | WAM | 2022 | 35750 |  |  | 0 | 1 |  | Poland and Baltics
Estonia | EE | RC000 | Gross final energy consumption - renewable | GWh | NECP | WAM | 2025 | 34410 |  |  | 0 | 1 |  | Poland and Baltics
Estonia | EE | RC000 | Gross final energy consumption - renewable | GWh | NECP | WAM | 2027 | 34275 |  |  | 0 | 1 |  | Poland and Baltics
Estonia | EE | RC000 | Gross final energy consumption - renewable | GWh | NECP | WAM | 2030 | 34000 |  |  | 0 | 1 |  | Poland and Baltics

## Finland
country | geo | siec | type | unit | source | scenario | year | cap | cap_min | cap_max | target | demand | problem | region
Finland | FI | RA300 | Wind | TWh | NECP | WEM | 2022 | 17 |  |  | 0 | 0 |  | Nordics
Finland | FI | RA300 | Wind | TWh | NECP | WEM | 2025 | 25 |  |  | 1 | 0 |  | Nordics
Finland | FI | RA300 | Wind | TWh | NECP | WEM | 2027 | 28 |  |  | 1 | 0 |  | Nordics
Finland | FI | RA300 | Wind | TWh | NECP | WEM | 2030 | 33 |  |  | 1 | 0 |  | Nordics
Finland | FI | RA400 | Solar | TWh | NECP | WEM | 2022 | 1 |  |  | 0 | 0 |  | Nordics
Finland | FI | RA400 | Solar | TWh | NECP | WEM | 2025 | 2 |  |  | 1 | 0 |  | Nordics
Finland | FI | RA400 | Solar | TWh | NECP | WEM | 2027 | 4 |  |  | 1 | 0 |  | Nordics
Finland | FI | RA400 | Solar | TWh | NECP | WEM | 2030 | 6 |  |  | 1 | 0 |  | Nordics
Finland | FI | ED020 | Final energy consumption | ktoe | NECP | est | 2010 | 26482 |  |  | 0 | 1 |  | Nordics
Finland | FI | ED020 | Final energy consumption | ktoe | NECP | est | 2015 | 24560 |  |  | 0 | 1 |  | Nordics
Finland | FI | ED020 | Final energy consumption | ktoe | NECP | est | 2020 | 23945 |  |  | 0 | 1 |  | Nordics
Finland | FI | ED020 | Final energy consumption | ktoe | NECP | est | 2025 | 24863 |  |  | 0 | 1 |  | Nordics
Finland | FI | ED020 | Final energy consumption | ktoe | NECP | est | 2030 | 23810 |  |  | 0 | 1 |  | Nordics
Finland | FI | ED020 | Final energy consumption | ktoe | NECP | est | 2035 | 22638 |  |  | 0 | 1 |  | Nordics
Finland | FI | ED020 | Final energy consumption | ktoe | NECP | est | 2040 | 21927 |  |  | 0 | 1 |  | Nordics
Finland | FI | ED300 | Energy demand - Industry | ktoe | NECP | est | 2010 | 10963 |  |  | 0 | 1 |  | Nordics
Finland | FI | ED300 | Energy demand - Industry | ktoe | NECP | est | 2015 | 10512 |  |  | 0 | 1 |  | Nordics
Finland | FI | ED300 | Energy demand - Industry | ktoe | NECP | est | 2020 | 9901 |  |  | 0 | 1 |  | Nordics
Finland | FI | ED300 | Energy demand - Industry | ktoe | NECP | est | 2025 | 10163 |  |  | 0 | 1 |  | Nordics
Finland | FI | ED300 | Energy demand - Industry | ktoe | NECP | est | 2030 | 10245 |  |  | 0 | 1 |  | Nordics
Finland | FI | ED300 | Energy demand - Industry | ktoe | NECP | est | 2035 | 10155 |  |  | 0 | 1 |  | Nordics
Finland | FI | ED300 | Energy demand - Industry | ktoe | NECP | est | 2040 | 10021 |  |  | 0 | 1 |  | Nordics
Finland | FI | ED100 | Energy demand - households | ktoe | NECP | est | 2010 | 5978 |  |  | 0 | 1 |  | Nordics
Finland | FI | ED100 | Energy demand - households | ktoe | NECP | est | 2015 | 5277 |  |  | 0 | 1 |  | Nordics
Finland | FI | ED100 | Energy demand - households | ktoe | NECP | est | 2020 | 5237 |  |  | 0 | 1 |  | Nordics
Finland | FI | ED100 | Energy demand - households | ktoe | NECP | est | 2025 | 5610 |  |  | 0 | 1 |  | Nordics
Finland | FI | ED100 | Energy demand - households | ktoe | NECP | est | 2030 | 5199 |  |  | 0 | 1 |  | Nordics
Finland | FI | ED100 | Energy demand - households | ktoe | NECP | est | 2035 | 5015 |  |  | 0 | 1 |  | Nordics
Finland | FI | ED100 | Energy demand - households | ktoe | NECP | est | 2040 | 4780 |  |  | 0 | 1 |  | Nordics
Finland | FI | ED400 | Eneregy demand - services | ktoe | NECP | est | 2010 | 4486 |  |  | 0 | 1 |  | Nordics
Finland | FI | ED400 | Eneregy demand - services | ktoe | NECP | est | 2015 | 4029 |  |  | 0 | 1 |  | Nordics
Finland | FI | ED400 | Eneregy demand - services | ktoe | NECP | est | 2020 | 4089 |  |  | 0 | 1 |  | Nordics
Finland | FI | ED400 | Eneregy demand - services | ktoe | NECP | est | 2025 | 4162 |  |  | 0 | 1 |  | Nordics
Finland | FI | ED400 | Eneregy demand - services | ktoe | NECP | est | 2030 | 4034 |  |  | 0 | 1 |  | Nordics
Finland | FI | ED400 | Eneregy demand - services | ktoe | NECP | est | 2035 | 3926 |  |  | 0 | 1 |  | Nordics
Finland | FI | ED400 | Eneregy demand - services | ktoe | NECP | est | 2040 | 3875 |  |  | 0 | 1 |  | Nordics
Finland | FI | ED200 | Energy demand - transportation | ktoe | NECP | est | 2010 | 4394 |  |  | 0 | 1 |  | Nordics
Finland | FI | ED200 | Energy demand - transportation | ktoe | NECP | est | 2015 | 4180 |  |  | 0 | 1 |  | Nordics
Finland | FI | ED200 | Energy demand - transportation | ktoe | NECP | est | 2020 | 3963 |  |  | 0 | 1 |  | Nordics
Finland | FI | ED200 | Energy demand - transportation | ktoe | NECP | est | 2025 | 3893 |  |  | 0 | 1 |  | Nordics
Finland | FI | ED200 | Energy demand - transportation | ktoe | NECP | est | 2030 | 3434 |  |  | 0 | 1 |  | Nordics
Finland | FI | ED200 | Energy demand - transportation | ktoe | NECP | est | 2035 | 2924 |  |  | 0 | 1 |  | Nordics
Finland | FI | ED200 | Energy demand - transportation | ktoe | NECP | est | 2040 | 2632 |  |  | 0 | 1 |  | Nordics
Finland | FI | ED800 | Energy demand - others | ktoe | NECP | est | 2010 | 661 |  |  | 0 | 1 |  | Nordics
Finland | FI | ED800 | Energy demand - others | ktoe | NECP | est | 2015 | 562 |  |  | 0 | 1 |  | Nordics
Finland | FI | ED800 | Energy demand - others | ktoe | NECP | est | 2020 | 755 |  |  | 0 | 1 |  | Nordics
Finland | FI | ED800 | Energy demand - others | ktoe | NECP | est | 2025 | 1037 |  |  | 0 | 1 |  | Nordics
Finland | FI | ED800 | Energy demand - others | ktoe | NECP | est | 2030 | 898 |  |  | 0 | 1 |  | Nordics
Finland | FI | ED800 | Energy demand - others | ktoe | NECP | est | 2035 | 618 |  |  | 0 | 1 |  | Nordics
Finland | FI | ED800 | Energy demand - others | ktoe | NECP | est | 2040 | 619 |  |  | 0 | 1 |  | Nordics
Finland | FI | REC00 | Gross energy consumption - renewable | Percent | NECP | WEM | 2025 | 55 |  |  | 1 | 0 |  | Nordics
Finland | FI | REC00 | Gross energy consumption - renewable | Percent | NECP | WEM | 2027 | 58 |  |  | 1 | 0 |  | Nordics
Finland | FI | REC00 | Gross energy consumption - renewable | Percent | NECP | WEM | 2030 | 62 |  |  | 1 | 0 |  | Nordics
Finland | FI | E7100 | Electricity - renewable | Percent | NECP | WEM | 2025 | 61 |  |  | 1 | 0 |  | Nordics
Finland | FI | E7100 | Electricity - renewable | Percent | NECP | WEM | 2027 | 63 |  |  | 1 | 0 |  | Nordics
Finland | FI | E7100 | Electricity - renewable | Percent | NECP | WEM | 2030 | 65 |  |  | 1 | 0 |  | Nordics
Finland | FI | RECH&C | Heating and cooling - renewable | Percent | NECP | WEM | 2025 | 66 |  |  | 1 | 0 |  | Nordics
Finland | FI | RECH&C | Heating and cooling - renewable | Percent | NECP | WEM | 2027 | 69 |  |  | 1 | 0 |  | Nordics
Finland | FI | RECH&C | Heating and cooling - renewable | Percent | NECP | WEM | 2030 | 73 |  |  | 1 | 0 |  | Nordics
Finland | FI | REC200 | Transportation - renewable | Percent | NECP | WEM | 2025 | 26 |  |  | 1 | 0 |  | Nordics
Finland | FI | REC200 | Transportation - renewable | Percent | NECP | WEM | 2027 | 37 |  |  | 1 | 0 |  | Nordics
Finland | FI | REC200 | Transportation - renewable | Percent | NECP | WEM | 2030 | 53 |  |  | 1 | 0 |  | Nordics

## France
country | geo | siec | type | unit | source | scenario | year | cap | cap_min | cap_max | target | demand | problem | region
France | FR | RA420 | Solar photovoltaic | GW | NECP | EPP3 | 2022 | 15.9 |  |  | 1 | 0
France | FR | RA420 | Solar photovoltaic | GW | NECP | EPP3 | 2030 | 57 | 54 | 60 | 1 | 0
France | FR | RA420 | Solar photovoltaic | GW | NECP | EPP3 | 2035 | 87.5 | 75 | 100 | 1 | 0
France | FR | RA310 | Wind on shore | GW | NECP | EPP3 | 2022 | 20.6 |  |  | 1 | 0
France | FR | RA310 | Wind on shore | GW | NECP | EPP3 | 2030 | 34 | 33 | 35 | 1 | 0
France | FR | RA310 | Wind on shore | GW | NECP | EPP3 | 2035 | 52.5 | 40 | 45 | 1 | 0
France | FR | RA320 | Wind off shore | GW | NECP | EPP3 | 2022 | 0.5 |  |  | 1 | 0
France | FR | RA320 | Wind off shore | GW | NECP | EPP3 | 2030 | 3.6 |  |  | 1 | 0
France | FR | RA320 | Wind off shore | GW | NECP | EPP3 | 2035 | 18 |  |  | 1 | 0
France | FR | RA300 | Wind | GW | NECP | EPP3 | 2022 | 21.1 |  |  | 1 | 0
France | FR | RA300 | Wind | GW | NECP | EPP3 | 2030 | 37.6 |  |  | 1 | 0
France | FR | RA300 | Wind | GW | NECP | EPP3 | 2035 | 70.5 |  |  | 1 | 0
France | FR | RA400 | Solar | GW | NECP | EPP3 | 2022 | 15.9 |  |  | 1 | 0
France | FR | RA400 | Solar | GW | NECP | EPP3 | 2030 | 57 |  |  | 1 | 0
France | FR | RA400 | Solar | GW | NECP | EPP3 | 2035 | 87.5 |  |  | 1 | 0
France | FR | ED020 | Final energy consumption | Percent | NECP | NECP | 2030 | 30 |  |  | 1 | 1
France | FR | ED020 | Final energy consumption | TWh | NECP | NECP | 2030 | 1243 |  |  | 1 | 1
France | FR | ED020 | Final energy consumption | Mtoe | NECP | NECP | 2030 | 106.9 |  |  | 1 | 1
France | FR | ED010 | Primary energy consumption | Percent | NECP | NECP | 2030 | 36 |  |  | 1 | 1
France | FR | ED010 | Primary energy consumption | TWh | NECP | NECP | 2030 | 1844 |  |  | 1 | 1
France | FR | ED010 | Primary energy consumption | Mtoe | NECP | NECP | 2030 | 158.6 |  |  | 1 | 1
France | FR | REC100 | Final electricity energy consumption | TWh | NECP | NECP | 2030 | 570 |  |  | 1 | 1
France | FR | EV000 | Electric vehicles | Number | White paper |  | 2030 | 7400000 |  |  | 1 | 1
France | FR | EV110 | Electric vehicles light duty - electric |  | White paper |  | 2030 | 1100000 |  |  | 1 | 1
France | FR | RA420 | Solar photovoltaic | TWh | NECP | WAM | 2022 | 19 |  |  | 0 | 0
France | FR | RA420 | Solar photovoltaic | TWh | NECP | WAM | 2030 | 65 |  |  | 0 | 0
France | FR | RA420 | Solar photovoltaic | TWh | NECP | WAM | 2035 | 93 |  |  | 0 | 0
France | FR | RA310 | Wind on shore | TWh | NECP | WAM | 2022 | 39 |  |  | 0 | 0
France | FR | RA310 | Wind on shore | TWh | NECP | WAM | 2030 | 64 |  |  | 0 | 0
France | FR | RA310 | Wind on shore | TWh | NECP | WAM | 2035 | 80 |  |  | 0 | 0
France | FR | RA320 | Wind off shore | TWh | NECP | WAM | 2022 | 1 |  |  | 0 | 0
France | FR | RA320 | Wind off shore | TWh | NECP | WAM | 2030 | 14 |  |  | 0 | 0
France | FR | RA320 | Wind off shore | TWh | NECP | WAM | 2035 | 70 |  |  | 0 | 0
France | FR | RA300 | Wind | TWh | NECP | WAM | 2022 | 40 |  |  | 0 | 0
France | FR | RA300 | Wind | TWh | NECP | WAM | 2030 | 78 |  |  | 0 | 0
France | FR | RA300 | Wind | TWh | NECP | WAM | 2035 | 150 |  |  | 0 | 0
France | FR | RA400 | Solar | TWh | NECP | WAM | 2022 | 19 |  |  | 0 | 0
France | FR | RA400 | Solar | TWh | NECP | WAM | 2030 | 65 |  |  | 0 | 0
France | FR | RA400 | Solar | TWh | NECP | WAM | 2035 | 93 |  |  | 0 | 0
France | FR | HYD | Hydrogen | GW | NECP | WAM | 2030 | 6.5 |  |  | 1 | 1
France | FR | HYD | Hydrogen | GW | NECP | WAM | 2035 | 10 |  |  | 1 | 1

## Germany
country | geo | siec | type | unit | source | scenario | year | cap | cap_min | cap_max | target | demand | problem | region
Germany | DE | RA300 | Wind | GW | NECP | ref | 2005 | 18.248 |  |  | 0 | 0
Germany | DE | RA300 | Wind | GW | NECP | ref | 2010 | 26.903 |  |  | 0 | 0
Germany | DE | RA300 | Wind | GW | NECP | ref | 2015 | 44.58 |  |  | 0 | 0
Germany | DE | RA300 | Wind | GW | NECP | ref | 2020 | 63.735 |  |  | 0 | 0
Germany | DE | RA300 | Wind | GW | NECP | ref | 2025 | 66.2594 |  |  | 0 | 0
Germany | DE | RA300 | Wind | GW | NECP | ref | 2030 | 75.086 |  |  | 0 | 0
Germany | DE | RA300 | Wind | GW | NECP | ref | 2035 | 82.321 |  |  | 0 | 0
Germany | DE | RA300 | Wind | GW | NECP | ref | 2040 | 83.019 |  |  | 0 | 0
Germany | DE | RA310 | Wind on shore | GW | NECP | ref | 2005 | 18.248 |  |  | 0 | 0
Germany | DE | RA310 | Wind on shore | GW | NECP | ref | 2010 | 26.823 |  |  | 0 | 0
Germany | DE | RA310 | Wind on shore | GW | NECP | ref | 2015 | 41.297 |  |  | 0 | 0
Germany | DE | RA310 | Wind on shore | GW | NECP | ref | 2020 | 56.031 |  |  | 0 | 0
Germany | DE | RA310 | Wind on shore | GW | NECP | ref | 2025 | 55.4554 |  |  | 0 | 0
Germany | DE | RA310 | Wind on shore | GW | NECP | ref | 2030 | 60.082 |  |  | 0 | 0
Germany | DE | RA310 | Wind on shore | GW | NECP | ref | 2035 | 64.111 |  |  | 0 | 0
Germany | DE | RA310 | Wind on shore | GW | NECP | ref | 2040 | 67.319 |  |  | 0 | 0
Germany | DE | RA320 | Wind off shore | GW | NECP | ref | 2005 | 0 |  |  | 0 | 0
Germany | DE | RA320 | Wind off shore | GW | NECP | ref | 2010 | 0.08 |  |  | 0 | 0
Germany | DE | RA320 | Wind off shore | GW | NECP | ref | 2015 | 3.283 |  |  | 0 | 0
Germany | DE | RA320 | Wind off shore | GW | NECP | ref | 2020 | 7.704 |  |  | 0 | 0
Germany | DE | RA320 | Wind off shore | GW | NECP | ref | 2025 | 10.804 |  |  | 0 | 0
Germany | DE | RA320 | Wind off shore | GW | NECP | ref | 2030 | 15.004 |  |  | 0 | 0
Germany | DE | RA320 | Wind off shore | GW | NECP | ref | 2035 | 18.21 |  |  | 0 | 0
Germany | DE | RA320 | Wind off shore | GW | NECP | ref | 2040 | 15.7 |  |  | 0 | 0
Germany | DE | RA300 | Wind | GW | NECP | KSP | 2005 | 18.248 |  |  | 0 | 0
Germany | DE | RA300 | Wind | GW | NECP | KSP | 2010 | 26.903 |  |  | 0 | 0
Germany | DE | RA300 | Wind | GW | NECP | KSP | 2015 | 44.58 |  |  | 0 | 0
Germany | DE | RA300 | Wind | GW | NECP | KSP | 2020 | 62.528 |  |  | 0 | 0
Germany | DE | RA300 | Wind | GW | NECP | KSP | 2025 | 72.833 |  |  | 0 | 0
Germany | DE | RA300 | Wind | GW | NECP | KSP | 2030 | 90.895 |  |  | 0 | 0
Germany | DE | RA300 | Wind | GW | NECP | KSP | 2035 | 116.808 |  |  | 0 | 0
Germany | DE | RA300 | Wind | GW | NECP | KSP | 2040 | 150.196 |  |  | 0 | 0
Germany | DE | RA310 | Wind on shore | GW | NECP | KSP | 2005 | 18.248 |  |  | 0 | 0
Germany | DE | RA310 | Wind on shore | GW | NECP | KSP | 2010 | 26.823 |  |  | 0 | 0
Germany | DE | RA310 | Wind on shore | GW | NECP | KSP | 2015 | 41.297 |  |  | 0 | 0
Germany | DE | RA310 | Wind on shore | GW | NECP | KSP | 2020 | 54.832 |  |  | 0 | 0
Germany | DE | RA310 | Wind on shore | GW | NECP | KSP | 2025 | 62.037 |  |  | 0 | 0
Germany | DE | RA310 | Wind on shore | GW | NECP | KSP | 2030 | 70.899 |  |  | 0 | 0
Germany | DE | RA310 | Wind on shore | GW | NECP | KSP | 2035 | 82.009 |  |  | 0 | 0
Germany | DE | RA310 | Wind on shore | GW | NECP | KSP | 2040 | 98.846 |  |  | 0 | 0
Germany | DE | RA320 | Wind off shore | GW | NECP | KSP | 2005 | 0 |  |  | 0 | 0
Germany | DE | RA320 | Wind off shore | GW | NECP | KSP | 2010 | 0.08 |  |  | 0 | 0
Germany | DE | RA320 | Wind off shore | GW | NECP | KSP | 2015 | 3.283 |  |  | 0 | 0
Germany | DE | RA320 | Wind off shore | GW | NECP | KSP | 2020 | 7.696 |  |  | 0 | 0
Germany | DE | RA320 | Wind off shore | GW | NECP | KSP | 2025 | 10.796 |  |  | 0 | 0
Germany | DE | RA320 | Wind off shore | GW | NECP | KSP | 2030 | 19.996 |  |  | 0 | 0
Germany | DE | RA320 | Wind off shore | GW | NECP | KSP | 2035 | 34.799 |  |  | 0 | 0
Germany | DE | RA320 | Wind off shore | GW | NECP | KSP | 2040 | 51.35 |  |  | 0 | 0
Germany | DE | RA400 | Solar | GW | NECP | ref | 2005 | 2.056 |  |  | 0 | 0
Germany | DE | RA400 | Solar | GW | NECP | ref | 2010 | 18.006 |  |  | 0 | 0
Germany | DE | RA400 | Solar | GW | NECP | ref | 2015 | 39.224 |  |  | 0 | 0
Germany | DE | RA400 | Solar | GW | NECP | ref | 2020 | 49.873 |  |  | 0 | 0
Germany | DE | RA400 | Solar | GW | NECP | ref | 2025 | 61.968 |  |  | 0 | 0
Germany | DE | RA400 | Solar | GW | NECP | ref | 2030 | 71.88 |  |  | 0 | 0
Germany | DE | RA400 | Solar | GW | NECP | ref | 2035 | 74.498 |  |  | 0 | 0
Germany | DE | RA400 | Solar | GW | NECP | ref | 2040 | 82.927 |  |  | 0 | 0
Germany | DE | RA400 | Solar | GW | NECP | KSP | 2005 | 2.056 |  |  | 0 | 0
Germany | DE | RA400 | Solar | GW | NECP | KSP | 2010 | 18.006 |  |  | 0 | 0
Germany | DE | RA400 | Solar | GW | NECP | KSP | 2015 | 39.224 |  |  | 0 | 0
Germany | DE | RA400 | Solar | GW | NECP | KSP | 2020 | 51.568 |  |  | 0 | 0
Germany | DE | RA400 | Solar | GW | NECP | KSP | 2025 | 81.013 |  |  | 0 | 0
Germany | DE | RA400 | Solar | GW | NECP | KSP | 2030 | 97.924 |  |  | 0 | 0
Germany | DE | RA400 | Solar | GW | NECP | KSP | 2035 | 120.044 |  |  | 0 | 0
Germany | DE | RA400 | Solar | GW | NECP | KSP | 2040 | 146.358 |  |  | 0 | 0
Germany | DE | TOTAL | Total | GW | NECP | ref | 2005 | 122.626 |  |  | 0 | 0
Germany | DE | TOTAL | Total | GW | NECP | ref | 2010 | 155.636 |  |  | 0 | 0
Germany | DE | TOTAL | Total | GW | NECP | ref | 2015 | 190.288 |  |  | 0 | 0
Germany | DE | TOTAL | Total | GW | NECP | ref | 2020 | 200.307 |  |  | 0 | 0
Germany | DE | TOTAL | Total | GW | NECP | ref | 2025 | 203.476 |  |  | 0 | 0
Germany | DE | TOTAL | Total | GW | NECP | ref | 2030 | 221.733 |  |  | 0 | 0
Germany | DE | TOTAL | Total | GW | NECP | ref | 2035 | 224.718 |  |  | 0 | 0
Germany | DE | TOTAL | Total | GW | NECP | ref | 2040 | 231.303 |  |  | 0 | 0
Germany | DE | TOTAL | Total | GW | NECP | KSP | 2005 | 122.626 |  |  | 0 | 0
Germany | DE | TOTAL | Total | GW | NECP | KSP | 2010 | 155.636 |  |  | 0 | 0
Germany | DE | TOTAL | Total | GW | NECP | KSP | 2015 | 190.288 |  |  | 0 | 0
Germany | DE | TOTAL | Total | GW | NECP | KSP | 2020 | 201228 |  |  | 0 | 0
Germany | DE | TOTAL | Total | GW | NECP | KSP | 2025 | 219.104 |  |  | 0 | 0
Germany | DE | TOTAL | Total | GW | NECP | KSP | 2030 | 255.137 |  |  | 0 | 0
Germany | DE | TOTAL | Total | GW | NECP | KSP | 2035 | 293.704 |  |  | 0 | 0
Germany | DE | TOTAL | Total | GW | NECP | KSP | 2040 | 347.921 |  |  | 0 | 0
Germany | DE | RA300 | Wind | GW | BWE | target | 2030 | 145 |  |  | 1 | 0
Germany | DE | RA300 | Wind | GW | BWE | target | 2035 | 177.5 |  |  | 1 | 0
Germany | DE | RA300 | Wind | GW | BWE | target | 2040 | 215 |  |  | 1 | 0
Germany | DE | RA300 | Wind | GW | BWE | target | 2045 | 230 |  |  | 1 | 0
Germany | DE | RA310 | Wind on shore | GW | BWE | target | 2030 | 115 |  |  | 1 | 0
Germany | DE | RA310 | Wind on shore | GW | BWE | target | 2040 | 160 |  |  | 1 | 0
Germany | DE | RA320 | Wind off shore | GW | BWE | target | 2030 | 30 |  |  | 1 | 0
Germany | DE | RA320 | Wind off shore | GW | BWE | target | 2035 | 40 |  |  | 1 | 0
Germany | DE | RA320 | Wind off shore | GW | BWE | target | 2045 | 70 |  |  | 1 | 0
Germany | DE | RA400 | Solar | GW | BWK | target | 2022 | 63 |  |  | 1 | 0
Germany | DE | RA400 | Solar | GW | BWK | target | 2024 | 88 |  |  | 1 | 0
Germany | DE | RA400 | Solar | GW | BWK | target | 2026 | 128 |  |  | 1 | 0
Germany | DE | RA400 | Solar | GW | BWK | target | 2028 | 172 |  |  | 1 | 0
Germany | DE | RA400 | Solar | GW | BWK | target | 2030 | 215 |  |  | 1 | 0
Germany | DE | RA420 | Solar photovoltaic | GW | BWK | target | 2022 | 63 |  |  | 1 | 0
Germany | DE | RA420 | Solar photovoltaic | GW | BWK | target | 2024 | 88 |  |  | 1 | 0
Germany | DE | RA420 | Solar photovoltaic | GW | BWK | target | 2026 | 128 |  |  | 1 | 0
Germany | DE | RA420 | Solar photovoltaic | GW | BWK | target | 2028 | 172 |  |  | 1 | 0
Germany | DE | RA420 | Solar photovoltaic | GW | BWK | target | 2030 | 215 |  |  | 1 | 0
Germany | DE | EM1990 | Emission reduction 1990 | Percent | NECP | target | 2030 | 55 |  |  | 1 | 0
Germany | DE | REC000 | Gross final energy consumption - renewable | Percent | EEG | target | 2030 | 43 |  |  | 1 | 0
Germany | DE | REC000 | Gross final energy consumption - renewable | Percent | NECP | target | 2025 | 51 |  |  | 1 | 0
Germany | DE | REC000 | Gross final energy consumption - renewable | Percent | NECP | target | 2030 | 65 |  |  | 1 | 0
Germany | DE | ED010 | Primary energy consumption | PJ | NECP | WEM | 2021 | 12806 |  |  | 0 | 1
Germany | DE | ED010 | Primary energy consumption | PJ | NECP | WEM | 2025 | 12123 |  |  | 0 | 1
Germany | DE | ED010 | Primary energy consumption | PJ | NECP | WEM | 2030 | 11410 |  |  | 0 | 1
Germany | DE | ED010 | Primary energy consumption | PJ | NECP | WEM | 2040 | 10208 |  |  | 0 | 1
Germany | DE | ED010 | Primary energy consumption | PJ | NECP | WAM | 2021 | 12704 |  |  | 0 | 1
Germany | DE | ED010 | Primary energy consumption | PJ | NECP | WAM | 2025 | 11518 |  |  | 0 | 1
Germany | DE | ED010 | Primary energy consumption | PJ | NECP | WAM | 2030 | 10372 |  |  | 0 | 1
Germany | DE | ED010 | Primary energy consumption | PJ | NECP | WAM | 2040 | 8283 |  |  | 0 | 1
Germany | DE | ED020 | Final energy consumption | PJ | NECP | WEM | 2021 | 8879 |  |  | 0 | 1
Germany | DE | ED020 | Final energy consumption | PJ | NECP | WEM | 2025 | 8702 |  |  | 0 | 1
Germany | DE | ED020 | Final energy consumption | PJ | NECP | WEM | 2030 | 8370 |  |  | 0 | 1
Germany | DE | ED020 | Final energy consumption | PJ | NECP | WEM | 2040 | 7761 |  |  | 0 | 1
Germany | DE | ED020 | Final energy consumption | PJ | NECP | WAM | 2021 | 8792 |  |  | 0 | 1
Germany | DE | ED020 | Final energy consumption | PJ | NECP | WAM | 2025 | 8400 |  |  | 0 | 1
Germany | DE | ED020 | Final energy consumption | PJ | NECP | WAM | 2030 | 7765 |  |  | 0 | 1
Germany | DE | ED020 | Final energy consumption | PJ | NECP | WAM | 2040 | 6477 |  |  | 0 | 1
Germany | DE | ED100 | Energy demand - households | PJ | NECP | WEM | 2021 | 2245 |  |  | 0 | 1
Germany | DE | ED100 | Energy demand - households | PJ | NECP | WEM | 2025 | 2148 |  |  | 0 | 1
Germany | DE | ED100 | Energy demand - households | PJ | NECP | WEM | 2030 | 2046 |  |  | 0 | 1
Germany | DE | ED100 | Energy demand - households | PJ | NECP | WEM | 2040 | 1912 |  |  | 0 | 1
Germany | DE | ED100 | Energy demand - households | PJ | NECP | WAM | 2021 | 2224 |  |  | 0 | 1
Germany | DE | ED100 | Energy demand - households | PJ | NECP | WAM | 2025 | 2092 |  |  | 0 | 1
Germany | DE | ED100 | Energy demand - households | PJ | NECP | WAM | 2030 | 1943 |  |  | 0 | 1
Germany | DE | ED100 | Energy demand - households | PJ | NECP | WAM | 2040 | 1660 |  |  | 0 | 1
Germany | DE | ED200 | Energy demand - transportation | PJ | NECP | WEM | 2021 | 2799 |  |  | 0 | 1
Germany | DE | ED200 | Energy demand - transportation | PJ | NECP | WEM | 2025 | 2789 |  |  | 0 | 1
Germany | DE | ED200 | Energy demand - transportation | PJ | NECP | WEM | 2030 | 2729 |  |  | 0 | 1
Germany | DE | ED200 | Energy demand - transportation | PJ | NECP | WEM | 2040 | 2464 |  |  | 0 | 1
Germany | DE | ED200 | Energy demand - transportation | PJ | NECP | WAM | 2021 | 2740 |  |  | 0 | 1
Germany | DE | ED200 | Energy demand - transportation | PJ | NECP | WAM | 2025 | 2695 |  |  | 0 | 1
Germany | DE | ED200 | Energy demand - transportation | PJ | NECP | WAM | 2030 | 2477 |  |  | 0 | 1
Germany | DE | ED200 | Energy demand - transportation | PJ | NECP | WAM | 2040 | 1984 |  |  | 0 | 1
Germany | DE | ED300 | Energy demand - industry | PJ | NECP | WEM | 2021 | 2451 |  |  | 0 | 1
Germany | DE | ED300 | Energy demand - industry | PJ | NECP | WEM | 2025 | 2385 |  |  | 0 | 1
Germany | DE | ED300 | Energy demand - industry | PJ | NECP | WEM | 2030 | 2281 |  |  | 0 | 1
Germany | DE | ED300 | Energy demand - industry | PJ | NECP | WEM | 2040 | 2161 |  |  | 0 | 1
Germany | DE | ED300 | Energy demand - industry | PJ | NECP | WAM | 2021 | 2424 |  |  | 0 | 1
Germany | DE | ED300 | Energy demand - industry | PJ | NECP | WAM | 2025 | 2262 |  |  | 0 | 1
Germany | DE | ED300 | Energy demand - industry | PJ | NECP | WAM | 2030 | 2076 |  |  | 0 | 1
Germany | DE | ED300 | Energy demand - industry | PJ | NECP | WAM | 2040 | 1716 |  |  | 0 | 1
Germany | DE | ED400 | Energy demand - service | PJ | NECP | WEM | 2021 | 1417 |  |  | 0 | 1
Germany | DE | ED400 | Energy demand - service | PJ | NECP | WEM | 2025 | 1380 |  |  | 0 | 1
Germany | DE | ED400 | Energy demand - service | PJ | NECP | WEM | 2030 | 1318 |  |  | 0 | 1
Germany | DE | ED400 | Energy demand - service | PJ | NECP | WEM | 2040 | 1224 |  |  | 0 | 1
Germany | DE | ED400 | Energy demand - service | PJ | NECP | WAM | 2021 | 1405 |  |  | 0 | 1
Germany | DE | ED400 | Energy demand - service | PJ | NECP | WAM | 2025 | 1351 |  |  | 0 | 1
Germany | DE | ED400 | Energy demand - service | PJ | NECP | WAM | 2030 | 1269 |  |  | 0 | 1
Germany | DE | ED400 | Energy demand - service | PJ | NECP | WAM | 2040 | 1117 |  |  | 0 | 1
Germany | DE | EV100 | Electric vehicle - electric | Number | NECP | target | 2030 | 15000000 |  |  | 1 | 1
Germany | DE | HYD | Hydrogen | GW | NWS | target | 2030 | 10 |  |  | 1 | 1
Note on G26: Henning Åsheim: KSP = Klimaschutzplan
Note on I85: Henning Åsheim: Assuming no new on shore capacity
Note on F154: Henning Åsheim: Nationale Wasserstoff Strategie

## Greece
country | geo | siec | type | unit | source | scenario | year | cap | cap_min | cap_max | target | demand | problem | region
Greece | EL | RA310 | Wind on shore | GW | NECP | NECP | 2022 | 4.702 |  |  | 0 | 0 | 0 | Adriatic
Greece | EL | RA310 | Wind on shore | GW | NECP | NECP | 2025 | 7 |  |  | 1 | 0 | 0 | Adriatic
Greece | EL | RA310 | Wind on shore | GW | NECP | NECP | 2030 | 8.9 |  |  | 1 | 0 | 0 | Adriatic
Greece | EL | RA310 | Wind on shore | GW | NECP | NECP | 2035 | 9.5 |  |  | 1 | 0 | 0 | Adriatic
Greece | EL | RA310 | Wind on shore | GW | NECP | NECP | 2040 | 11 |  |  | 1 | 0 | 0 | Adriatic
Greece | EL | RA310 | Wind on shore | GW | NECP | NECP | 2045 | 13 |  |  | 1 | 0 | 0 | Adriatic
Greece | EL | RA310 | Wind on shore | GW | NECP | NECP | 2050 | 13 |  |  | 1 | 0 | 0 | Adriatic
Greece | EL | RA320 | Wind off shore | GW | NECP | NECP | 2022 | 0 |  |  | 0 | 0 | 0 | Adriatic
Greece | EL | RA320 | Wind off shore | GW | NECP | NECP | 2025 | 0 |  |  | 1 | 0 | 0 | Adriatic
Greece | EL | RA320 | Wind off shore | GW | NECP | NECP | 2030 | 1.9 |  |  | 1 | 0 | 0 | Adriatic
Greece | EL | RA320 | Wind off shore | GW | NECP | NECP | 2035 | 3.9 |  |  | 1 | 0 | 0 | Adriatic
Greece | EL | RA320 | Wind off shore | GW | NECP | NECP | 2040 | 5.787 |  |  | 1 | 0 | 0 | Adriatic
Greece | EL | RA320 | Wind off shore | GW | NECP | NECP | 2045 | 8.23 |  |  | 1 | 0 | 0 | Adriatic
Greece | EL | RA320 | Wind off shore | GW | NECP | NECP | 2050 | 11.805 |  |  | 1 | 0 | 0 | Adriatic
Greece | EL | RA300 | Wind | GW | NECP | NECP | 2022 | 4.702 |  |  | 0 | 0 | 0 | Adriatic
Greece | EL | RA300 | Wind | GW | NECP | NECP | 2025 | 8.9 |  |  | 1 | 0 | 0 | Adriatic
Greece | EL | RA300 | Wind | GW | NECP | NECP | 2030 | 12.8 |  |  | 1 | 0 | 0 | Adriatic
Greece | EL | RA300 | Wind | GW | NECP | NECP | 2035 | 15.287 |  |  | 1 | 0 | 0 | Adriatic
Greece | EL | RA300 | Wind | GW | NECP | NECP | 2040 | 19.23 |  |  | 1 | 0 | 0 | Adriatic
Greece | EL | RA300 | Wind | GW | NECP | NECP | 2045 | 24.805 |  |  | 1 | 0 | 0 | Adriatic
Greece | EL | RA300 | Wind | GW | NECP | NECP | 2050 | 17.702 |  |  | 1 | 0 | 0 | Adriatic
Greece | EL | RA400 | Solar | GW | NECP | NECP | 2022 | 5.43 |  |  | 0 | 0 | 0 | Adriatic
Greece | EL | RA400 | Solar | GW | NECP | NECP | 2025 | 8.5 |  |  | 1 | 0 | 0 | Adriatic
Greece | EL | RA400 | Solar | GW | NECP | NECP | 2030 | 13.5 |  |  | 1 | 0 | 0 | Adriatic
Greece | EL | RA400 | Solar | GW | NECP | NECP | 2035 | 18.5 |  |  | 1 | 0 | 0 | Adriatic
Greece | EL | RA400 | Solar | GW | NECP | NECP | 2040 | 26 |  |  | 1 | 0 | 0 | Adriatic
Greece | EL | RA400 | Solar | GW | NECP | NECP | 2045 | 30.619 |  |  | 1 | 0 | 0 | Adriatic
Greece | EL | RA400 | Solar | GW | NECP | NECP | 2050 | 35.051 |  |  | 1 | 0 | 0 | Adriatic
Greece | EL | RA420 | Solar photovoltaic | GW | NECP | NECP | 2022 | 5.43 |  |  | 0 | 0 | 0 | Adriatic
Greece | EL | RA420 | Solar photovoltaic | GW | NECP | NECP | 2025 | 8.5 |  |  | 1 | 0 | 0 | Adriatic
Greece | EL | RA420 | Solar photovoltaic | GW | NECP | NECP | 2030 | 13.5 |  |  | 1 | 0 | 0 | Adriatic
Greece | EL | RA420 | Solar photovoltaic | GW | NECP | NECP | 2035 | 18.5 |  |  | 1 | 0 | 0 | Adriatic
Greece | EL | RA420 | Solar photovoltaic | GW | NECP | NECP | 2040 | 26 |  |  | 1 | 0 | 0 | Adriatic
Greece | EL | RA420 | Solar photovoltaic | GW | NECP | NECP | 2045 | 30.619 |  |  | 1 | 0 | 0 | Adriatic
Greece | EL | RA420 | Solar photovoltaic | GW | NECP | NECP | 2050 | 35.051 |  |  | 1 | 0 | 0 | Adriatic
Greece | EL | EV00 | Elecrtric vehicles | Number | NECP | WAM | 2025 | 21499 |  |  | 1 | 0 | 0 | Adriatic
Greece | EL | EV00 | Elecrtric vehicles | Number | NECP | WAM | 2027 | 31603 |  |  | 1 | 0 | 0 | Adriatic
Greece | EL | EV00 | Elecrtric vehicles | Number | NECP | WAM | 2028 | 38161 |  |  | 1 | 0 | 0 | Adriatic
Greece | EL | EV00 | Elecrtric vehicles | Number | NECP | WAM | 2029 | 45295 |  |  | 1 | 0 | 0 | Adriatic
Greece | EL | EV00 | Elecrtric vehicles | Number | NECP | WAM | 2030 | 54877 |  |  | 1 | 0 | 0 | Adriatic
Greece | EL | EV00 | Elecrtric vehicles | Number | NECP | WEM | 2025 | 28010 |  |  | 1 | 0 | 0 | Adriatic
Greece | EL | EV00 | Elecrtric vehicles | Number | NECP | WEM | 2027 | 51585 |  |  | 1 | 0 | 0 | Adriatic
Greece | EL | EV00 | Elecrtric vehicles | Number | NECP | WEM | 2028 | 66584 |  |  | 1 | 0 | 0 | Adriatic
Greece | EL | EV00 | Elecrtric vehicles | Number | NECP | WEM | 2029 | 86242 |  |  | 1 | 0 | 0 | Adriatic
Greece | EL | EV00 | Elecrtric vehicles | Number | NECP | WEM | 2030 | 108304 |  |  | 1 | 0 | 0 | Adriatic
Greece | EL | BA100 | Batteries | GW | NECP | NECP | 2025 | 0.699 |  |  | 1 | 0 | 0 | Adriatic
Greece | EL | BA100 | Batteries | GW | NECP | NECP | 2030 | 1.949 |  |  | 1 | 0 | 0 | Adriatic
Greece | EL | BA100 | Batteries | GW | NECP | NECP | 2035 | 2.949 |  |  | 1 | 0 | 0 | Adriatic
Greece | EL | BA100 | Batteries | GW | NECP | NECP | 2040 | 4.464 |  |  | 1 | 0 | 0 | Adriatic
Greece | EL | BA100 | Batteries | GW | NECP | NECP | 2045 | 2.251 |  |  | 1 | 0 | 0 | Adriatic
Greece | EL | BA100 | Batteries | GW | NECP | NECP | 2050 | 5.431 |  |  | 1 | 0 | 0 | Adriatic
Greece | EL | RA130 | Pumped hydro ppwer | GW | NECP | NECP | 2025 | 0 |  |  | 1 | 0 | 0 | Adriatic
Greece | EL | RA130 | Pumped hydro ppwer | GW | NECP | NECP | 2030 | 4.325 |  |  | 1 | 0 | 0 | Adriatic
Greece | EL | RA130 | Pumped hydro ppwer | GW | NECP | NECP | 2035 | 6.85 |  |  | 1 | 0 | 0 | Adriatic
Greece | EL | RA130 | Pumped hydro ppwer | GW | NECP | NECP | 2040 | 8.725 |  |  | 1 | 0 | 0 | Adriatic
Greece | EL | RA130 | Pumped hydro ppwer | GW | NECP | NECP | 2045 | 10.375 |  |  | 1 | 0 | 0 | Adriatic
Greece | EL | RA130 | Pumped hydro ppwer | GW | NECP | NECP | 2050 | 12.025 |  |  | 1 | 0 | 0 | Adriatic
Greece | EL | BA100 | Batteries | MWh | NECP | NECP | 2025 | 0 |  |  | 1 | 0 | 0 | Adriatic
Greece | EL | BA100 | Batteries | MWh | NECP | NECP | 2030 | 10996 |  |  | 1 | 0 | 0 | Adriatic
Greece | EL | BA100 | Batteries | MWh | NECP | NECP | 2035 | 17479 |  |  | 1 | 0 | 0 | Adriatic
Greece | EL | BA100 | Batteries | MWh | NECP | NECP | 2040 | 22457 |  |  | 1 | 0 | 0 | Adriatic
Greece | EL | BA100 | Batteries | MWh | NECP | NECP | 2045 | 26978 |  |  | 1 | 0 | 0 | Adriatic
Greece | EL | BA100 | Batteries | MWh | NECP | NECP | 2050 | 31252 |  |  | 1 | 0 | 0 | Adriatic
Greece | EL | RA130 | Pumped hydro ppwer | MWh | NECP | NECP | 2025 | 5592 |  |  | 1 | 0 | 0 | Adriatic
Greece | EL | RA130 | Pumped hydro ppwer | MWh | NECP | NECP | 2030 | 16517 |  |  | 1 | 0 | 0 | Adriatic
Greece | EL | RA130 | Pumped hydro ppwer | MWh | NECP | NECP | 2035 | 30609 |  |  | 1 | 0 | 0 | Adriatic
Greece | EL | RA130 | Pumped hydro ppwer | MWh | NECP | NECP | 2040 | 52484 |  |  | 1 | 0 | 0 | Adriatic
Greece | EL | RA130 | Pumped hydro ppwer | MWh | NECP | NECP | 2045 | 63813 |  |  | 1 | 0 | 0 | Adriatic
Greece | EL | RA130 | Pumped hydro ppwer | MWh | NECP | NECP | 2050 | 66781 |  |  | 1 | 0 | 0 | Adriatic
Greece | EL | RA310 | Wind on shore | TWh | NECP | NECP | 2022 | 10.9 |  |  | 0 | 0 | 0 | Adriatic
Greece | EL | RA310 | Wind on shore | TWh | NECP | NECP | 2025 | 15.8 |  |  | 1 | 0 | 0 | Adriatic
Greece | EL | RA310 | Wind on shore | TWh | NECP | NECP | 2030 | 20.8 |  |  | 1 | 0 | 0 | Adriatic
Greece | EL | RA310 | Wind on shore | TWh | NECP | NECP | 2035 | 21.9 |  |  | 1 | 0 | 0 | Adriatic
Greece | EL | RA310 | Wind on shore | TWh | NECP | NECP | 2040 | 25.3 |  |  | 1 | 0 | 0 | Adriatic
Greece | EL | RA310 | Wind on shore | TWh | NECP | NECP | 2045 | 29.7 |  |  | 1 | 0 | 0 | Adriatic
Greece | EL | RA310 | Wind on shore | TWh | NECP | NECP | 2050 | 30.3 |  |  | 1 | 0 | 0 | Adriatic
Greece | EL | RA320 | Wind off shore | TWh | NECP | NECP | 2022 | 0 |  |  | 0 | 0 | 0 | Adriatic
Greece | EL | RA320 | Wind off shore | TWh | NECP | NECP | 2025 | 0 |  |  | 1 | 0 | 0 | Adriatic
Greece | EL | RA320 | Wind off shore | TWh | NECP | NECP | 2030 | 0.6 |  |  | 1 | 0 | 0 | Adriatic
Greece | EL | RA320 | Wind off shore | TWh | NECP | NECP | 2035 | 14.8 |  |  | 1 | 0 | 0 | Adriatic
Greece | EL | RA320 | Wind off shore | TWh | NECP | NECP | 2040 | 21.6 |  |  | 1 | 0 | 0 | Adriatic
Greece | EL | RA320 | Wind off shore | TWh | NECP | NECP | 2045 | 30.4 |  |  | 1 | 0 | 0 | Adriatic
Greece | EL | RA320 | Wind off shore | TWh | NECP | NECP | 2050 | 43.7 |  |  | 1 | 0 | 0 | Adriatic
Greece | EL | RA300 | Wind | TWh | NECP | NECP | 2022 | 10.9 |  |  | 0 | 0 | 0 | Adriatic
Greece | EL | RA300 | Wind | TWh | NECP | NECP | 2025 | 15.8 |  |  | 1 | 0 | 0 | Adriatic
Greece | EL | RA300 | Wind | TWh | NECP | NECP | 2030 | 21.4 |  |  | 1 | 0 | 0 | Adriatic
Greece | EL | RA300 | Wind | TWh | NECP | NECP | 2035 | 36.7 |  |  | 1 | 0 | 0 | Adriatic
Greece | EL | RA300 | Wind | TWh | NECP | NECP | 2040 | 46.9 |  |  | 1 | 0 | 0 | Adriatic
Greece | EL | RA300 | Wind | TWh | NECP | NECP | 2045 | 60.1 |  |  | 1 | 0 | 0 | Adriatic
Greece | EL | RA300 | Wind | TWh | NECP | NECP | 2050 | 74 |  |  | 1 | 0 | 0 | Adriatic
Greece | EL | RA400 | Solar | TWh | NECP | NECP | 2022 | 7.1 |  |  | 0 | 0 | 0 | Adriatic
Greece | EL | RA400 | Solar | TWh | NECP | NECP | 2025 | 12.5 |  |  | 1 | 0 | 0 | Adriatic
Greece | EL | RA400 | Solar | TWh | NECP | NECP | 2030 | 20.4 |  |  | 1 | 0 | 0 | Adriatic
Greece | EL | RA400 | Solar | TWh | NECP | NECP | 2035 | 27.1 |  |  | 1 | 0 | 0 | Adriatic
Greece | EL | RA400 | Solar | TWh | NECP | NECP | 2040 | 36.6 |  |  | 1 | 0 | 0 | Adriatic
Greece | EL | RA400 | Solar | TWh | NECP | NECP | 2045 | 42.6 |  |  | 1 | 0 | 0 | Adriatic
Greece | EL | RA400 | Solar | TWh | NECP | NECP | 2050 | 49.3 |  |  | 1 | 0 | 0 | Adriatic
Greece | EL | RA420 | Solar photovoltaic | TWh | NECP | NECP | 2022 | 7.1 |  |  | 0 | 0 | 0 | Adriatic
Greece | EL | RA420 | Solar photovoltaic | TWh | NECP | NECP | 2025 | 12.5 |  |  | 1 | 0 | 0 | Adriatic
Greece | EL | RA420 | Solar photovoltaic | TWh | NECP | NECP | 2030 | 20.4 |  |  | 1 | 0 | 0 | Adriatic
Greece | EL | RA420 | Solar photovoltaic | TWh | NECP | NECP | 2035 | 27.1 |  |  | 1 | 0 | 0 | Adriatic
Greece | EL | RA420 | Solar photovoltaic | TWh | NECP | NECP | 2040 | 36.6 |  |  | 1 | 0 | 0 | Adriatic
Greece | EL | RA420 | Solar photovoltaic | TWh | NECP | NECP | 2045 | 42.6 |  |  | 1 | 0 | 0 | Adriatic
Greece | EL | RA420 | Solar photovoltaic | TWh | NECP | NECP | 2050 | 49.3 |  |  | 1 | 0 | 0 | Adriatic
Greece | EL | HYD | Hydrogen | MW | NECP | NECP | 2030 | 231 |  |  | 1 | 0 | 0 | Adriatic
Greece | EL | HYD | Hydrogen | MW | NECP | NECP | 2035 | 638 |  |  | 1 | 0 | 0 | Adriatic
Greece | EL | HYD | Hydrogen | MW | NECP | NECP | 2040 | 1099 |  |  | 1 | 0 | 0 | Adriatic
Greece | EL | HYD | Hydrogen | MW | NECP | NECP | 2045 | 2135 |  |  | 1 | 0 | 0 | Adriatic
Greece | EL | HYD | Hydrogen | MW | NECP | NECP | 2050 | 5123 |  |  | 1 | 0 | 0 | Adriatic
Greece | EL | HYD | Hydrogen | TWh | NECP | NECP | 2030 | 1.2 |  |  | 1 | 1 | 0 | Adriatic
Greece | EL | HYD | Hydrogen | TWh | NECP | NECP | 2035 | 3.2 |  |  | 1 | 1 | 0 | Adriatic
Greece | EL | HYD | Hydrogen | TWh | NECP | NECP | 2040 | 5.6 |  |  | 1 | 1 | 0 | Adriatic
Greece | EL | HYD | Hydrogen | TWh | NECP | NECP | 2045 | 11.3 |  |  | 1 | 1 | 0 | Adriatic
Greece | EL | HYD | Hydrogen | TWh | NECP | NECP | 2050 | 20.2 |  |  | 1 | 1 | 0 | Adriatic
Greece | EL | EL500 | Electricity demand - agriculture | TWh | NECP | NECP | 2030 | 2.9 |  |  | 0 | 1 | 0 | Adriatic
Greece | EL | EL500 | Electricity demand - agriculture | TWh | NECP | NECP | 2035 | 2.8 |  |  | 0 | 1 | 0 | Adriatic
Greece | EL | EL500 | Electricity demand - agriculture | TWh | NECP | NECP | 2040 | 2.7 |  |  | 0 | 1 | 0 | Adriatic
Greece | EL | EL500 | Electricity demand - agriculture | TWh | NECP | NECP | 2050 | 2.7 |  |  | 0 | 1 | 0 | Adriatic
Greece | EL | EL300 | Electricity demand - industry | TWh | NECP | NECP | 2030 | 11.7 |  |  | 0 | 1 | 0 | Adriatic
Greece | EL | EL300 | Electricity demand - industry | TWh | NECP | NECP | 2035 | 12.9 |  |  | 0 | 1 | 0 | Adriatic
Greece | EL | EL300 | Electricity demand - industry | TWh | NECP | NECP | 2040 | 15.9 |  |  | 0 | 1 | 0 | Adriatic
Greece | EL | EL300 | Electricity demand - industry | TWh | NECP | NECP | 2050 | 16 |  |  | 0 | 1 | 0 | Adriatic
Greece | EL | EL100 | Electricity demand - households | TWh | NECP | NECP | 2030 | 19.4 |  |  | 0 | 1 | 0 | Adriatic
Greece | EL | EL100 | Electricity demand - households | TWh | NECP | NECP | 2035 | 19.5 |  |  | 0 | 1 | 0 | Adriatic
Greece | EL | EL100 | Electricity demand - households | TWh | NECP | NECP | 2040 | 20.3 |  |  | 0 | 1 | 0 | Adriatic
Greece | EL | EL100 | Electricity demand - households | TWh | NECP | NECP | 2050 | 20.5 |  |  | 0 | 1 | 0 | Adriatic

## Hungary
country | geo | siec | type | unit | source | scenario | year | cap | cap_min | cap_max | target | demand | problem | region
Hungary | HU | RA300 | Wind | GW | NECP | Projection | 2021 | 0.324 |  |  | 0 | 0
Hungary | HU | RA300 | Wind | GW | NECP | Projection | 2022 | 0.324 |  |  | 0 | 0
Hungary | HU | RA300 | Wind | GW | NECP | Projection | 2023 | 0.434 |  |  | 0 | 0
Hungary | HU | RA300 | Wind | GW | NECP | Projection | 2024 | 0.545 |  |  | 0 | 0
Hungary | HU | RA300 | Wind | GW | NECP | Projection | 2025 | 0.655 |  |  | 0 | 0
Hungary | HU | RA300 | Wind | GW | NECP | Projection | 2026 | 0.74 |  |  | 0 | 0
Hungary | HU | RA300 | Wind | GW | NECP | Projection | 2027 | 0.825 |  |  | 0 | 0
Hungary | HU | RA300 | Wind | GW | NECP | Projection | 2028 | 0.91 |  |  | 0 | 0
Hungary | HU | RA300 | Wind | GW | NECP | Projection | 2029 | 0.995 |  |  | 0 | 0
Hungary | HU | RA300 | Wind | GW | NECP | WAM | 2030 | 1.08 |  |  | 0 | 1
Hungary | HU | RA300 | Wind | GW | NECP | WAM | 2040 | 2 |  |  | 0 | 1
Hungary | HU | RA300 | Wind | GW | NECP | WAM | 2050 | 3 |  |  | 0 | 1
Hungary | HU | RA300 | Wind | GW | NECP | WEM | 2030 | 0.4 |  |  | 0 | 0
Hungary | HU | RA300 | Wind | GW | NECP | WEM | 2040 | 0.7 |  |  | 0 | 0
Hungary | HU | RA300 | Wind | GW | NECP | WEM | 2050 | 0.7 |  |  | 0 | 0
Hungary | HU | RA420 | Solar photovoltaic | GW | NECP | Projection | 2021 | 2.968 |  |  | 0 | 0
Hungary | HU | RA420 | Solar photovoltaic | GW | NECP | Projection | 2022 | 4.235 |  |  | 0 | 0
Hungary | HU | RA420 | Solar photovoltaic | GW | NECP | Projection | 2023 | 5.456 |  |  | 0 | 0
Hungary | HU | RA420 | Solar photovoltaic | GW | NECP | Projection | 2024 | 6.676 |  |  | 0 | 0
Hungary | HU | RA420 | Solar photovoltaic | GW | NECP | Projection | 2025 | 7.897 |  |  | 0 | 0
Hungary | HU | RA420 | Solar photovoltaic | GW | NECP | Projection | 2026 | 8.718 |  |  | 0 | 0
Hungary | HU | RA420 | Solar photovoltaic | GW | NECP | Projection | 2027 | 9.538 |  |  | 0 | 0
Hungary | HU | RA420 | Solar photovoltaic | GW | NECP | Projection | 2028 | 10.359 |  |  | 0 | 0
Hungary | HU | RA420 | Solar photovoltaic | GW | NECP | Projection | 2029 | 11.179 |  |  | 0 | 0
Hungary | HU | RA420 | Solar photovoltaic | GW | NECP | WAM | 2030 | 12 |  |  | 0 | 1
Hungary | HU | RA420 | Solar photovoltaic | GW | NECP | WAM | 2040 | 12 |  |  | 0 | 1
Hungary | HU | RA420 | Solar photovoltaic | GW | NECP | WAM | 2050 | 12.4 |  |  | 0 | 1
Hungary | HU | RA420 | Solar photovoltaic | GW | NECP | WEM | 2030 | 9.8 |  |  | 0 | 0
Hungary | HU | RA420 | Solar photovoltaic | GW | NECP | WEM | 2040 | 9.8 |  |  | 0 | 0
Hungary | HU | RA420 | Solar photovoltaic | GW | NECP | WEM | 2050 | 8 |  |  | 0 | 0
Hungary | HU | RA400 | Solar | GW | NECP | Projection | 2021 | 2.968 |  |  | 0 | 0
Hungary | HU | RA400 | Solar | GW | NECP | Projection | 2022 | 4.235 |  |  | 0 | 0
Hungary | HU | RA400 | Solar | GW | NECP | Projection | 2023 | 5.456 |  |  | 0 | 0
Hungary | HU | RA400 | Solar | GW | NECP | Projection | 2024 | 6.676 |  |  | 0 | 0
Hungary | HU | RA400 | Solar | GW | NECP | Projection | 2025 | 7.897 |  |  | 0 | 0
Hungary | HU | RA400 | Solar | GW | NECP | Projection | 2026 | 8.718 |  |  | 0 | 0
Hungary | HU | RA400 | Solar | GW | NECP | Projection | 2027 | 9.538 |  |  | 0 | 0
Hungary | HU | RA400 | Solar | GW | NECP | Projection | 2028 | 10.359 |  |  | 0 | 0
Hungary | HU | RA400 | Solar | GW | NECP | Projection | 2029 | 11.179 |  |  | 0 | 0
Hungary | HU | RA400 | Solar | GW | NECP | WAM | 2030 | 12 |  |  | 0 | 1
Hungary | HU | RA400 | Solar | GW | NECP | WAM | 2040 | 12 |  |  | 0 | 1
Hungary | HU | RA400 | Solar | GW | NECP | WAM | 2050 | 12.4 |  |  | 0 | 1
Hungary | HU | RA400 | Solar | GW | NECP | WEM | 2030 | 9.8 |  |  | 0 | 0
Hungary | HU | RA400 | Solar | GW | NECP | WEM | 2040 | 9.8 |  |  | 0 | 0
Hungary | HU | RA400 | Solar | GW | NECP | WEM | 2050 | 8 |  |  | 0 | 0

## Italy
country | geo | siec | type | unit | source | scenario | year | cap | cap_min | cap_max | target | demand | problem | region
Italy | IT | RA300 | Wind | GW | NECP | NECP | 2021 | 11.29 |  |  | 0 | 0 | 0 | Adriatics
Italy | IT | RA300 | Wind | GW | NECP | NECP | 2022 | 11.858 |  |  | 0 | 0 | 0 | Adriatics
Italy | IT | RA300 | Wind | GW | NECP | NECP | 2025 | 15.823 |  |  | 0 | 0 | 0 | Adriatics
Italy | IT | RA300 | Wind | GW | NECP | NECP | 2030 | 28.14 |  |  | 1 | 0 | 0 | Adriatics
Italy | IT | RA320 | Wind off shore | GW | NECP | NECP | 2021 | 0 |  |  | 0 | 0 | 0 | Adriatics
Italy | IT | RA320 | Wind off shore | GW | NECP | NECP | 2022 | 0 |  |  | 0 | 0 | 0 | Adriatics
Italy | IT | RA320 | Wind off shore | GW | NECP | NECP | 2025 | 0 |  |  | 0 | 0 | 0 | Adriatics
Italy | IT | RA320 | Wind off shore | GW | NECP | NECP | 2030 | 2.1 |  |  | 1 | 0 | 0 | Adriatics
Italy | IT | RA400 | Solar | GW | NECP | NECP | 2021 | 22.594 |  |  | 0 | 0 | 0 | Adriatics
Italy | IT | RA400 | Solar | GW | NECP | NECP | 2022 | 25.064 |  |  | 0 | 0 | 0 | Adriatics
Italy | IT | RA400 | Solar | GW | NECP | NECP | 2025 | 44.173 |  |  | 0 | 0 | 0 | Adriatics
Italy | IT | RA400 | Solar | GW | NECP | NECP | 2030 | 79.253 |  |  | 1 | 0 | 0 | Adriatics
Italy | IT | RA310 | Wind on shore | GW | NECP | NECP | 2021 | 11.29 |  |  | 0 | 0 | 0 | Adriatics
Italy | IT | RA310 | Wind on shore | GW | NECP | NECP | 2022 | 11.858 |  |  | 0 | 0 | 0 | Adriatics
Italy | IT | RA310 | Wind on shore | GW | NECP | NECP | 2025 | 15.823 |  |  | 0 | 0 | 0 | Adriatics
Italy | IT | RA310 | Wind on shore | GW | NECP | NECP | 2030 | 26.04 |  |  | 1 | 0 | 0 | Adriatics
Italy | IT | N9000 | Nuclear | GW | NECP | est | 2035 | 0.4 |  |  | 0 | 0 | 0 | Adriatics
Italy | IT | N9000 | Nuclear | GW | NECP | est | 2040 | 2 |  |  | 0 | 0 | 0 | Adriatics
Italy | IT | N9000 | Nuclear | GW | NECP | est | 2045 | 3.5 |  |  | 0 | 0 | 0 | Adriatics
Italy | IT | N9000 | Nuclear | GW | NECP | est | 2050 | 8 |  |  | 0 | 0 | 0 | Adriatics
Italy | IT | RA300 | Wind | TWh | NECP | NECP | 2021 | 20.3 |  |  | 0 | 0 | 0 | Adriatics
Italy | IT | RA300 | Wind | TWh | NECP | NECP | 2022 | 21 |  |  | 0 | 0 | 0 | Adriatics
Italy | IT | RA300 | Wind | TWh | NECP | NECP | 2025 | 30.8 |  |  | 0 | 0 | 0 | Adriatics
Italy | IT | RA300 | Wind | TWh | NECP | NECP | 2030 | 64.8 |  |  | 1 | 0 | 0 | Adriatics
Italy | IT | RA400 | Solar | TWh | NECP | NECP | 2021 | 25 |  |  | 0 | 0 | 0 | Adriatics
Italy | IT | RA400 | Solar | TWh | NECP | NECP | 2022 | 28.1 |  |  | 0 | 0 | 0 | Adriatics
Italy | IT | RA400 | Solar | TWh | NECP | NECP | 2025 | 57 |  |  | 0 | 0 | 0 | Adriatics
Italy | IT | RA400 | Solar | TWh | NECP | NECP | 2030 | 97.6 |  |  | 1 | 0 | 0 | Adriatics
Italy | IT | HYD | Hydrogen | GW | NECP | NECP | 2030 | 3 |  |  | 1 | 1 | 0 | Adriatics
Italy | IT | EL020 | Final electricity consumption | Mtoe | NECP | EUROSTAT | 2021 | 25.1 |  |  | 0 | 1 | 0 | Adriatics
Italy | IT | EL020 | Final electricity consumption | Mtoe | NECP | EUROSTAT | 2022 | 24.7 |  |  | 0 | 1 | 0 | Adriatics
Italy | IT | EL020 | Final electricity consumption | Mtoe | NECP | est | 2025 | 24.9 |  |  | 0 | 1 | 0 | Adriatics
Italy | IT | EL020 | Final electricity consumption | Mtoe | NECP | est | 2030 | 25.3 |  |  | 0 | 1 | 0 | Adriatics
Italy | IT | EL020 | Final electricity consumption | Mtoe | NECP | est | 2040 | 26.3 |  |  | 0 | 1 | 0 | Adriatics
Italy | IT | EV000 | Electric vehicles | Number | NECP | NECP | 2030 | 6600000 |  |  | 1 | 1 | 0 | Adriatics

## Ireland
country | geo | siec | type | unit | source | scenario | year | cap | cap_min | cap_max | target | demand | problem | region
Ireland | IE | RA310 | Wind on shore | GW | NECP | WEM | 2021 | 4.333 |  |  | 0 | 0 |  | British Isles
Ireland | IE | RA310 | Wind on shore | GW | NECP | WEM | 2022 | 5.007 |  |  | 0 | 0 |  | British Isles
Ireland | IE | RA310 | Wind on shore | GW | NECP | WEM | 2023 | 5.193 |  |  | 0 | 0 |  | British Isles
Ireland | IE | RA310 | Wind on shore | GW | NECP | WEM | 2024 | 5.318 |  |  | 0 | 0 |  | British Isles
Ireland | IE | RA310 | Wind on shore | GW | NECP | WEM | 2025 | 5.568 |  |  | 0 | 0 |  | British Isles
Ireland | IE | RA310 | Wind on shore | GW | NECP | WEM | 2026 | 5.818 |  |  | 0 | 0 |  | British Isles
Ireland | IE | RA310 | Wind on shore | GW | NECP | WEM | 2027 | 6.068 |  |  | 0 | 0 |  | British Isles
Ireland | IE | RA310 | Wind on shore | GW | NECP | WEM | 2028 | 6.318 |  |  | 0 | 0 |  | British Isles
Ireland | IE | RA310 | Wind on shore | GW | NECP | WEM | 2029 | 6.568 |  |  | 0 | 0 |  | British Isles
Ireland | IE | RA310 | Wind on shore | GW | NECP | WEM | 2030 | 6.818 |  |  | 0 | 0 |  | British Isles
Ireland | IE | RA310 | Wind on shore | GW | NECP | WEM | 2040 | 7.968 |  |  | 0 | 0 |  | British Isles
Ireland | IE | RA310 | Wind on shore | GW | NECP | WEM | 2050 | 8.968 |  |  | 0 | 0 |  | British Isles
Ireland | IE | RA320 | Wind off shore | GW | NECP | WEM | 2021 | 0.025 |  |  | 0 | 0 |  | British Isles
Ireland | IE | RA320 | Wind off shore | GW | NECP | WEM | 2022 | 0.025 |  |  | 0 | 0 |  | British Isles
Ireland | IE | RA320 | Wind off shore | GW | NECP | WEM | 2023 | 0.025 |  |  | 0 | 0 |  | British Isles
Ireland | IE | RA320 | Wind off shore | GW | NECP | WEM | 2024 | 0.025 |  |  | 0 | 0 |  | British Isles
Ireland | IE | RA320 | Wind off shore | GW | NECP | WEM | 2025 | 0.025 |  |  | 0 | 0 |  | British Isles
Ireland | IE | RA320 | Wind off shore | GW | NECP | WEM | 2026 | 0.025 |  |  | 0 | 0 |  | British Isles
Ireland | IE | RA320 | Wind off shore | GW | NECP | WEM | 2027 | 0.025 |  |  | 0 | 0 |  | British Isles
Ireland | IE | RA320 | Wind off shore | GW | NECP | WEM | 2028 | 0.025 |  |  | 0 | 0 |  | British Isles
Ireland | IE | RA320 | Wind off shore | GW | NECP | WEM | 2029 | 0.85 |  |  | 0 | 0 |  | British Isles
Ireland | IE | RA320 | Wind off shore | GW | NECP | WEM | 2030 | 2.65 |  |  | 0 | 0 |  | British Isles
Ireland | IE | RA320 | Wind off shore | GW | NECP | WEM | 2040 | 6.65 |  |  | 0 | 0 |  | British Isles
Ireland | IE | RA320 | Wind off shore | GW | NECP | WEM | 2050 | 10.15 |  |  | 0 | 0 |  | British Isles
Ireland | IE | RA300 | Wind | GW | NECP | WEM | 2021 | 4.358 |  |  | 0 | 0 |  | British Isles
Ireland | IE | RA300 | Wind | GW | NECP | WEM | 2022 | 5.032 |  |  | 0 | 0 |  | British Isles
Ireland | IE | RA300 | Wind | GW | NECP | WEM | 2023 | 5.218 |  |  | 0 | 0 |  | British Isles
Ireland | IE | RA300 | Wind | GW | NECP | WEM | 2024 | 5.343 |  |  | 0 | 0 |  | British Isles
Ireland | IE | RA300 | Wind | GW | NECP | WEM | 2025 | 5.593 |  |  | 0 | 0 |  | British Isles
Ireland | IE | RA300 | Wind | GW | NECP | WEM | 2026 | 5.843 |  |  | 0 | 0 |  | British Isles
Ireland | IE | RA300 | Wind | GW | NECP | WEM | 2027 | 6.093 |  |  | 0 | 0 |  | British Isles
Ireland | IE | RA300 | Wind | GW | NECP | WEM | 2028 | 6.343 |  |  | 0 | 0 |  | British Isles
Ireland | IE | RA300 | Wind | GW | NECP | WEM | 2029 | 7.418 |  |  | 0 | 0 |  | British Isles
Ireland | IE | RA300 | Wind | GW | NECP | WEM | 2030 | 9.468 |  |  | 0 | 0 |  | British Isles
Ireland | IE | RA300 | Wind | GW | NECP | WEM | 2040 | 14.618 |  |  | 0 | 0 |  | British Isles
Ireland | IE | RA300 | Wind | GW | NECP | WEM | 2050 | 19.118 |  |  | 0 | 0 |  | British Isles
Ireland | IE | RA420 | Solar photovoltaic | GW | NECP | WEM | 2021 | 0.075 |  |  | 0 | 0 |  | British Isles
Ireland | IE | RA420 | Solar photovoltaic | GW | NECP | WEM | 2022 | 0.371 |  |  | 0 | 0 |  | British Isles
Ireland | IE | RA420 | Solar photovoltaic | GW | NECP | WEM | 2023 | 0.534 |  |  | 0 | 0 |  | British Isles
Ireland | IE | RA420 | Solar photovoltaic | GW | NECP | WEM | 2024 | 1.14 |  |  | 0 | 0 |  | British Isles
Ireland | IE | RA420 | Solar photovoltaic | GW | NECP | WEM | 2025 | 2.151 |  |  | 0 | 0 |  | British Isles
Ireland | IE | RA420 | Solar photovoltaic | GW | NECP | WEM | 2026 | 2.2524 |  |  | 0 | 0 |  | British Isles
Ireland | IE | RA420 | Solar photovoltaic | GW | NECP | WEM | 2027 | 3.544 |  |  | 0 | 0 |  | British Isles
Ireland | IE | RA420 | Solar photovoltaic | GW | NECP | WEM | 2028 | 4.079 |  |  | 0 | 0 |  | British Isles
Ireland | IE | RA420 | Solar photovoltaic | GW | NECP | WEM | 2029 | 4.864 |  |  | 0 | 0 |  | British Isles
Ireland | IE | RA420 | Solar photovoltaic | GW | NECP | WEM | 2030 | 5.7 |  |  | 0 | 0 |  | British Isles
Ireland | IE | RA420 | Solar photovoltaic | GW | NECP | WEM | 2040 | 7.784 |  |  | 0 | 0 |  | British Isles
Ireland | IE | RA420 | Solar photovoltaic | GW | NECP | WEM | 2050 | 9.784 |  |  | 0 | 0 |  | British Isles
Ireland | IE | RA310 | Wind on shore | GW | NECP | WAM | 2021 | 4.333 |  |  | 1 | 0 |  | British Isles
Ireland | IE | RA310 | Wind on shore | GW | NECP | WAM | 2022 | 5.007 |  |  | 1 | 0 |  | British Isles
Ireland | IE | RA310 | Wind on shore | GW | NECP | WAM | 2023 | 5.193 |  |  | 1 | 0 |  | British Isles
Ireland | IE | RA310 | Wind on shore | GW | NECP | WAM | 2024 | 5.318 |  |  | 1 | 0 |  | British Isles
Ireland | IE | RA310 | Wind on shore | GW | NECP | WAM | 2025 | 5.824 |  |  | 1 | 0 |  | British Isles
Ireland | IE | RA310 | Wind on shore | GW | NECP | WAM | 2026 | 6.065 |  |  | 1 | 0 |  | British Isles
Ireland | IE | RA310 | Wind on shore | GW | NECP | WAM | 2027 | 6.565 |  |  | 1 | 0 |  | British Isles
Ireland | IE | RA310 | Wind on shore | GW | NECP | WAM | 2028 | 6.805 |  |  | 1 | 0 |  | British Isles
Ireland | IE | RA310 | Wind on shore | GW | NECP | WAM | 2029 | 7.105 |  |  | 1 | 0 |  | British Isles
Ireland | IE | RA310 | Wind on shore | GW | NECP | WAM | 2030 | 7.155 |  |  | 1 | 0 |  | British Isles
Ireland | IE | RA310 | Wind on shore | GW | NECP | WAM | 2040 | 9.155 |  |  | 1 | 0 |  | British Isles
Ireland | IE | RA310 | Wind on shore | GW | NECP | WAM | 2050 | 10 |  |  | 1 | 0 |  | British Isles
Ireland | IE | RA320 | Wind off shore | GW | NECP | WAM | 2021 | 0.025 |  |  | 1 | 0 |  | British Isles
Ireland | IE | RA320 | Wind off shore | GW | NECP | WAM | 2022 | 0.025 |  |  | 1 | 0 |  | British Isles
Ireland | IE | RA320 | Wind off shore | GW | NECP | WAM | 2023 | 0.025 |  |  | 1 | 0 |  | British Isles
Ireland | IE | RA320 | Wind off shore | GW | NECP | WAM | 2024 | 0.025 |  |  | 1 | 0 |  | British Isles
Ireland | IE | RA320 | Wind off shore | GW | NECP | WAM | 2025 | 0.025 |  |  | 1 | 0 |  | British Isles
Ireland | IE | RA320 | Wind off shore | GW | NECP | WAM | 2026 | 0.025 |  |  | 1 | 0 |  | British Isles
Ireland | IE | RA320 | Wind off shore | GW | NECP | WAM | 2027 | 0.025 |  |  | 1 | 0 |  | British Isles
Ireland | IE | RA320 | Wind off shore | GW | NECP | WAM | 2028 | 0.85 |  |  | 1 | 0 |  | British Isles
Ireland | IE | RA320 | Wind off shore | GW | NECP | WAM | 2029 | 2.65 |  |  | 1 | 0 |  | British Isles
Ireland | IE | RA320 | Wind off shore | GW | NECP | WAM | 2030 | 4 |  |  | 1 | 0 |  | British Isles
Ireland | IE | RA320 | Wind off shore | GW | NECP | WAM | 2040 | 11.3 |  |  | 1 | 0 |  | British Isles
Ireland | IE | RA320 | Wind off shore | GW | NECP | WAM | 2050 | 18.3 |  |  | 1 | 0 |  | British Isles
Ireland | IE | RA300 | Wind | GW | NECP | WAM | 2021 | 4.358 |  |  | 1 | 0 |  | British Isles
Ireland | IE | RA300 | Wind | GW | NECP | WAM | 2022 | 5.032 |  |  | 1 | 0 |  | British Isles
Ireland | IE | RA300 | Wind | GW | NECP | WAM | 2023 | 5.218 |  |  | 1 | 0 |  | British Isles
Ireland | IE | RA300 | Wind | GW | NECP | WAM | 2024 | 5.343 |  |  | 1 | 0 |  | British Isles
Ireland | IE | RA300 | Wind | GW | NECP | WAM | 2025 | 5.849 |  |  | 1 | 0 |  | British Isles
Ireland | IE | RA300 | Wind | GW | NECP | WAM | 2026 | 6.09 |  |  | 1 | 0 |  | British Isles
Ireland | IE | RA300 | Wind | GW | NECP | WAM | 2027 | 6.59 |  |  | 1 | 0 |  | British Isles
Ireland | IE | RA300 | Wind | GW | NECP | WAM | 2028 | 7.655 |  |  | 1 | 0 |  | British Isles
Ireland | IE | RA300 | Wind | GW | NECP | WAM | 2029 | 9.755 |  |  | 1 | 0 |  | British Isles
Ireland | IE | RA300 | Wind | GW | NECP | WAM | 2030 | 11.155 |  |  | 1 | 0 |  | British Isles
Ireland | IE | RA300 | Wind | GW | NECP | WAM | 2040 | 20.455 |  |  | 1 | 0 |  | British Isles
Ireland | IE | RA300 | Wind | GW | NECP | WAM | 2050 | 28.3 |  |  | 1 | 0 |  | British Isles
Ireland | IE | RA420 | Solar photovoltaic | GW | NECP | WAM | 2021 | 0.075 |  |  | 1 | 0 |  | British Isles
Ireland | IE | RA420 | Solar photovoltaic | GW | NECP | WAM | 2022 | 0.371 |  |  | 1 | 0 |  | British Isles
Ireland | IE | RA420 | Solar photovoltaic | GW | NECP | WAM | 2023 | 0.56 |  |  | 1 | 0 |  | British Isles
Ireland | IE | RA420 | Solar photovoltaic | GW | NECP | WAM | 2024 | 1.194 |  |  | 1 | 0 |  | British Isles
Ireland | IE | RA420 | Solar photovoltaic | GW | NECP | WAM | 2025 | 2.249 |  |  | 1 | 0 |  | British Isles
Ireland | IE | RA420 | Solar photovoltaic | GW | NECP | WAM | 2026 | 2.687 |  |  | 1 | 0 |  | British Isles
Ireland | IE | RA420 | Solar photovoltaic | GW | NECP | WAM | 2027 | 3.575 |  |  | 1 | 0 |  | British Isles
Ireland | IE | RA420 | Solar photovoltaic | GW | NECP | WAM | 2028 | 4.192 |  |  | 1 | 0 |  | British Isles
Ireland | IE | RA420 | Solar photovoltaic | GW | NECP | WAM | 2029 | 5.324 |  |  | 1 | 0 |  | British Isles
Ireland | IE | RA420 | Solar photovoltaic | GW | NECP | WAM | 2030 | 6.5 |  |  | 1 | 0 |  | British Isles
Ireland | IE | RA420 | Solar photovoltaic | GW | NECP | WAM | 2040 | 9.45 |  |  | 1 | 0 |  | British Isles
Ireland | IE | RA420 | Solar photovoltaic | GW | NECP | WAM | 2050 | 12 |  |  | 1 | 0 |  | British Isles
Ireland | IE | RES-E | Electricity | Percent | NECP | target | 2030 | 80% |  |  | 1 | 0 |  | British Isles
Ireland | IE | RES-T | Transport | Percent | NECP | target | 2030 | 29% |  |  | 1 | 0 |  | British Isles
Ireland | IE | RES-H | Heat | Percent | NECP | target | 2030 | 24% |  |  | 1 | 0 |  | British Isles
Ireland | IE | RES-O | Overall | Percent | NECP | target | 2030 | 34.1% |  |  | 1 | 0 |  | British Isles

## Latvia
country | geo | siec | type | unit | source | scenario | year | cap | cap_min | cap_max | target | demand | problem | region
Latvia | LV | RA300 | Wind | GW | NECP | WEM | 2005 | 0.03 |  |  | 0 | 0 | 0 | Poland and Baltics
Latvia | LV | RA300 | Wind | GW | NECP | WEM | 2010 | 0.03 |  |  | 0 | 0 | 0 | Poland and Baltics
Latvia | LV | RA300 | Wind | GW | NECP | WEM | 2015 | 0.07 |  |  | 0 | 0 | 0 | Poland and Baltics
Latvia | LV | RA300 | Wind | GW | NECP | WEM | 2020 | 0.08 |  |  | 0 | 0 | 0 | Poland and Baltics
Latvia | LV | RA300 | Wind | GW | NECP | WEM | 2025 | 0.16 |  |  | 1 | 0 | 0 | Poland and Baltics
Latvia | LV | RA300 | Wind | GW | NECP | WEM | 2030 | 0.95 |  |  | 1 | 0 | 0 | Poland and Baltics
Latvia | LV | RA300 | Wind | GW | NECP | WEM | 2035 | 0.95 |  |  | 1 | 0 | 0 | Poland and Baltics
Latvia | LV | RA300 | Wind | GW | NECP | WEM | 2040 | 0.95 |  |  | 1 | 0 | 0 | Poland and Baltics
Latvia | LV | RA400 | Solar | GW | NECP | WEM | 2005 | 0 |  |  | 0 | 0 | 0 | Poland and Baltics
Latvia | LV | RA400 | Solar | GW | NECP | WEM | 2010 | 0 |  |  | 0 | 0 | 0 | Poland and Baltics
Latvia | LV | RA400 | Solar | GW | NECP | WEM | 2015 | 0 |  |  | 0 | 0 | 0 | Poland and Baltics
Latvia | LV | RA400 | Solar | GW | NECP | WEM | 2020 | 0 |  |  | 0 | 0 | 0 | Poland and Baltics
Latvia | LV | RA400 | Solar | GW | NECP | WEM | 2025 | 0.66 |  |  | 1 | 0 | 0 | Poland and Baltics
Latvia | LV | RA400 | Solar | GW | NECP | WEM | 2030 | 0.7 |  |  | 1 | 0 | 0 | Poland and Baltics
Latvia | LV | RA400 | Solar | GW | NECP | WEM | 2035 | 0.7 |  |  | 1 | 0 | 0 | Poland and Baltics
Latvia | LV | RA400 | Solar | GW | NECP | WEM | 2040 | 0.78 |  |  | 1 | 0 | 0 | Poland and Baltics
Latvia | LV | RA300 | Wind | GWh | NECP | WEM | 2005 | 47 |  |  | 0 | 0 | 0 | Poland and Baltics
Latvia | LV | RA300 | Wind | GWh | NECP | WEM | 2010 | 49 |  |  | 0 | 0 | 0 | Poland and Baltics
Latvia | LV | RA300 | Wind | GWh | NECP | WEM | 2015 | 147 |  |  | 0 | 0 | 0 | Poland and Baltics
Latvia | LV | RA300 | Wind | GWh | NECP | WEM | 2020 | 177 |  |  | 0 | 0 | 0 | Poland and Baltics
Latvia | LV | RA300 | Wind | GWh | NECP | WEM | 2025 | 355 |  |  | 0 | 0 | 0 | Poland and Baltics
Latvia | LV | RA300 | Wind | GWh | NECP | WEM | 2030 | 3108 |  |  | 0 | 0 | 0 | Poland and Baltics
Latvia | LV | RA300 | Wind | GWh | NECP | WEM | 2035 | 3137 |  |  | 0 | 0 | 0 | Poland and Baltics
Latvia | LV | RA300 | Wind | GWh | NECP | WEM | 2040 | 3167 |  |  | 0 | 0 | 0 | Poland and Baltics
Latvia | LV | RA400 | Solar | GWh | NECP | WEM | 2005 | 0 |  |  | 0 | 0 | 0 | Poland and Baltics
Latvia | LV | RA400 | Solar | GWh | NECP | WEM | 2010 | 0 |  |  | 0 | 0 | 0 | Poland and Baltics
Latvia | LV | RA400 | Solar | GWh | NECP | WEM | 2015 | 0 |  |  | 0 | 0 | 0 | Poland and Baltics
Latvia | LV | RA400 | Solar | GWh | NECP | WEM | 2020 | 5 |  |  | 0 | 0 | 0 | Poland and Baltics
Latvia | LV | RA400 | Solar | GWh | NECP | WEM | 2025 | 749 |  |  | 0 | 0 | 0 | Poland and Baltics
Latvia | LV | RA400 | Solar | GWh | NECP | WEM | 2030 | 833 |  |  | 0 | 0 | 0 | Poland and Baltics
Latvia | LV | RA400 | Solar | GWh | NECP | WEM | 2035 | 902 |  |  | 0 | 0 | 0 | Poland and Baltics
Latvia | LV | RA400 | Solar | GWh | NECP | WEM | 2040 | 972 |  |  | 0 | 0 | 0 | Poland and Baltics
Latvia | LV | RA400 | Final energy consumption | Ktoe | NECP | WEM | 2005 | 4021 |  |  | 0 | 1 | 0 | Poland and Baltics
Latvia | LV | RA400 | Final energy consumption | Ktoe | NECP | WEM | 2010 | 4124 |  |  | 0 | 1 | 0 | Poland and Baltics
Latvia | LV | RA400 | Final energy consumption | Ktoe | NECP | WEM | 2015 | 3794 |  |  | 0 | 1 | 0 | Poland and Baltics
Latvia | LV | RA400 | Final energy consumption | Ktoe | NECP | WEM | 2020 | 3859 |  |  | 0 | 1 | 0 | Poland and Baltics
Latvia | LV | RA400 | Final energy consumption | Ktoe | NECP | WEM | 2025 | 3907 |  |  | 0 | 1 | 0 | Poland and Baltics
Latvia | LV | RA400 | Final energy consumption | Ktoe | NECP | WEM | 2030 | 3823 |  |  | 0 | 1 | 0 | Poland and Baltics
Latvia | LV | RA400 | Final energy consumption | Ktoe | NECP | WEM | 2035 | 3678 |  |  | 0 | 1 | 0 | Poland and Baltics
Latvia | LV | RA400 | Final energy consumption | Ktoe | NECP | WEM | 2040 | 3479 |  |  | 0 | 1 | 0 | Poland and Baltics
Latvia | LV | ED300 | Energy demand - industry | Ktoe | NECP | WEM | 2005 | 699 |  |  | 0 | 1 | 0 | Poland and Baltics
Latvia | LV | ED300 | Energy demand industry | Ktoe | NECP | WEM | 2010 | 775 |  |  | 0 | 1 | 0 | Poland and Baltics
Latvia | LV | ED300 | Energy demand industry | Ktoe | NECP | WEM | 2015 | 790 |  |  | 0 | 1 | 0 | Poland and Baltics
Latvia | LV | ED300 | Energy demand industry | Ktoe | NECP | WEM | 2020 | 872 |  |  | 0 | 1 | 0 | Poland and Baltics
Latvia | LV | ED300 | Energy demand industry | Ktoe | NECP | WEM | 2025 | 880 |  |  | 0 | 1 | 0 | Poland and Baltics
Latvia | LV | ED300 | Energy demand industry | Ktoe | NECP | WEM | 2030 | 882 |  |  | 0 | 1 | 0 | Poland and Baltics
Latvia | LV | ED300 | Energy demand industry | Ktoe | NECP | WEM | 2035 | 879 |  |  | 0 | 1 | 0 | Poland and Baltics
Latvia | LV | ED300 | Energy demand industry | Ktoe | NECP | WEM | 2040 | 870 |  |  | 0 | 1 | 0 | Poland and Baltics
Latvia | LV | RA300 | Wind | GW | NECP | WAM | 2030 | 1.31 |  |  | 1 | 0 | 0 | Poland and Baltics
Latvia | LV | RA300 | Wind | GW | NECP | WAM | 2035 | 2.11 |  |  | 1 | 0 | 0 | Poland and Baltics
Latvia | LV | RA300 | Wind | GW | NECP | WAM | 2040 | 2.11 |  |  | 1 | 0 | 0 | Poland and Baltics
Latvia | LV | RA400 | Solar | GW | NECP | WAM | 2030 | 1.6 |  |  | 1 | 0 | 0 | Poland and Baltics
Latvia | LV | RA400 | Solar | GW | NECP | WAM | 2035 | 2 |  |  | 1 | 0 | 0 | Poland and Baltics
Latvia | LV | RA400 | Solar | GW | NECP | WAM | 2040 | 2 |  |  | 1 | 0 | 0 | Poland and Baltics
Latvia | LV | RA300 | Wind | GWh | NECP | WAM | 2030 | 4281 |  |  | 1 | 0 | 0 | Poland and Baltics
Latvia | LV | RA300 | Wind | GWh | NECP | WAM | 2035 | 6923 |  |  | 1 | 0 | 0 | Poland and Baltics
Latvia | LV | RA300 | Wind | GWh | NECP | WAM | 2040 | 7003 |  |  | 1 | 0 | 0 | Poland and Baltics
Latvia | LV | RA400 | Solar | GWh | NECP | WAM | 2030 | 1979 |  |  | 1 | 0 | 0 | Poland and Baltics
Latvia | LV | RA400 | Solar | GWh | NECP | WAM | 2035 | 2071 |  |  | 1 | 0 | 0 | Poland and Baltics
Latvia | LV | RA400 | Solar | GWh | NECP | WAM | 2040 | 2165 |  |  | 1 | 0 | 0 | Poland and Baltics

## Lithuania
country | geo | siec | type | unit | source | scenario | year | cap | cap_min | cap_max | target | demand | problem | region
Lithuania | LT | RA300 | Wind | GW | NECP | ref | 2021 | 0 |  |  | 0 | 0 | 0 | Poland and Baltics
Lithuania | LT | RA300 | Wind | GW | NECP | ref | 2022 | 0 |  |  | 0 | 0 | 0 | Poland and Baltics
Lithuania | LT | RA300 | Wind | GW | NECP | ref | 2023 | 0.12 |  |  | 0 | 0 | 0 | Poland and Baltics
Lithuania | LT | RA300 | Wind | GW | NECP | ref | 2024 | 0.412 |  |  | 0 | 0 | 0 | Poland and Baltics
Lithuania | LT | RA300 | Wind | GW | NECP | ref | 2025 | 0.692 |  |  | 0 | 0 | 0 | Poland and Baltics
Lithuania | LT | RA300 | Wind | GW | NECP | ref | 2026 | 0.972 |  |  | 0 | 0 | 0 | Poland and Baltics
Lithuania | LT | RA300 | Wind | GW | NECP | ref | 2027 | 0.972 |  |  | 0 | 0 | 0 | Poland and Baltics
Lithuania | LT | RA300 | Wind | GW | NECP | ref | 2028 | 1.332 |  |  | 0 | 0 | 0 | Poland and Baltics
Lithuania | LT | RA300 | Wind | GW | NECP | ref | 2029 | 1.332 |  |  | 0 | 0 | 0 | Poland and Baltics
Lithuania | LT | RA300 | Wind | GW | NECP | ref | 2030 | 1.332 |  |  | 0 | 0 | 0 | Poland and Baltics
Lithuania | LT | RA400 | Solar | GW | NECP | ref | 2021 | 0.015 |  |  | 0 | 0 | 0 | Poland and Baltics
Lithuania | LT | RA400 | Solar | GW | NECP | ref | 2022 | 0.018 |  |  | 0 | 0 | 0 | Poland and Baltics
Lithuania | LT | RA400 | Solar | GW | NECP | ref | 2023 | 0.096 |  |  | 0 | 0 | 0 | Poland and Baltics
Lithuania | LT | RA400 | Solar | GW | NECP | ref | 2024 | 0.222 |  |  | 0 | 0 | 0 | Poland and Baltics
Lithuania | LT | RA400 | Solar | GW | NECP | ref | 2025 | 0.357 |  |  | 0 | 0 | 0 | Poland and Baltics
Lithuania | LT | RA400 | Solar | GW | NECP | ref | 2026 | 0.522 |  |  | 0 | 0 | 0 | Poland and Baltics
Lithuania | LT | RA400 | Solar | GW | NECP | ref | 2027 | 0.657 |  |  | 0 | 0 | 0 | Poland and Baltics
Lithuania | LT | RA400 | Solar | GW | NECP | ref | 2028 | 0.792 |  |  | 0 | 0 | 0 | Poland and Baltics
Lithuania | LT | RA400 | Solar | GW | NECP | ref | 2029 | 0.792 |  |  | 0 | 0 | 0 | Poland and Baltics
Lithuania | LT | RA400 | Solar | GW | NECP | ref | 2030 | 0.792 |  |  | 0 | 0 | 0 | Poland and Baltics
Lithuania | LT | REC100 | Final electricity consumption - renewable | ktoe | NECP | ref | 2030 | 5347 |  |  | 1 | 1 | 0 | Poland and Baltics
Lithuania | LT | RA400 | Solar | GW | NECP | WAM | 2027 | 2.165 |  |  | 1 | 1 | 0 | Poland and Baltics
Lithuania | LT | RA400 | Solar | GW | NECP | WAM | 2030 | 2.24 |  |  | 1 | 0 | 0 | Poland and Baltics
Lithuania | LT | RA400 | Wind | GW | NECP | WAM | 2027 | 2.165 |  |  | 1 | 1 | 0 | Poland and Baltics
Lithuania | LT | RA400 | Wind | GW | NECP | WAM | 2030 | 2.24 |  |  | 1 | 0 | 0 | Poland and Baltics

## Luxembourg
country | geo | siec | type | unit | source | scenario | year | cap | cap_min | cap_max | target | demand | problem | region
Luxembourg | LU | RA300 | Wind | GW | NECP | EUROSTAT | 2021 | 0.136 |  |  | 0 | 0 | 0 | Benelux
Luxembourg | LU | RA300 | Wind | GW | NECP | EUROSTAT | 2022 | 0.143 |  |  | 0 | 0 | 0 | Benelux
Luxembourg | LU | RA300 | Wind | GW | NECP | EUROSTAT | 2023 | 0.187 |  |  | 0 | 0 | 0 | Benelux
Luxembourg | LU | RA300 | Wind | GW | NECP | EUROSTAT | 2024 | 0.222 |  |  | 0 | 0 | 0 | Benelux
Luxembourg | LU | RA300 | Wind | GW | NECP | target | 2025 | 0.304 |  |  | 1 | 0 | 0 | Benelux
Luxembourg | LU | RA300 | Wind | GW | NECP | target | 2026 | 0.348 |  |  | 1 | 0 | 0 | Benelux
Luxembourg | LU | RA300 | Wind | GW | NECP | target | 2027 | 0.377 |  |  | 1 | 0 | 0 | Benelux
Luxembourg | LU | RA300 | Wind | GW | NECP | target | 2028 | 0.393 |  |  | 1 | 0 | 0 | Benelux
Luxembourg | LU | RA300 | Wind | GW | NECP | target | 2029 | 0.418 |  |  | 1 | 0 | 0 | Benelux
Luxembourg | LU | RA300 | Wind | GW | NECP | target | 2030 | 0.453 |  |  | 1 | 0 | 0 | Benelux
Luxembourg | LU | RA420 | Solar photovoltaics | GW | NECP | EUROSTAT | 2021 | 0.277 |  |  | 0 | 0 | 0 | Benelux
Luxembourg | LU | RA420 | Solar photovoltaics | GW | NECP | EUROSTAT | 2022 | 0.351 |  |  | 0 | 0 | 0 | Benelux
Luxembourg | LU | RA420 | Solar photovoltaics | GW | NECP | EUROSTAT | 2023 | 0.433 |  |  | 0 | 0 | 0 | Benelux
Luxembourg | LU | RA420 | Solar photovoltaics | GW | NECP | EUROSTAT | 2024 | 0.533 |  |  | 0 | 0 | 0 | Benelux
Luxembourg | LU | RA420 | Solar photovoltaics | GW | NECP | target | 2025 | 0.644 |  |  | 1 | 0 | 0 | Benelux
Luxembourg | LU | RA420 | Solar photovoltaics | GW | NECP | target | 2026 | 0.756 |  |  | 1 | 0 | 0 | Benelux
Luxembourg | LU | RA420 | Solar photovoltaics | GW | NECP | target | 2027 | 0.867 |  |  | 1 | 0 | 0 | Benelux
Luxembourg | LU | RA420 | Solar photovoltaics | GW | NECP | target | 2028 | 0.989 |  |  | 1 | 0 | 0 | Benelux
Luxembourg | LU | RA420 | Solar photovoltaics | GW | NECP | target | 2029 | 1.111 |  |  | 1 | 0 | 0 | Benelux
Luxembourg | LU | RA420 | Solar photovoltaics | GW | NECP | target | 2030 | 1.236 |  |  | 1 | 0 | 0 | Benelux
Luxembourg | LU | RA400 | Solar | GW | NECP | EUROSTAT | 2021 | 0.277 |  |  | 0 | 0 | 0 | Benelux
Luxembourg | LU | RA400 | Solar | GW | NECP | EUROSTAT | 2022 | 0.351 |  |  | 0 | 0 | 0 | Benelux
Luxembourg | LU | RA400 | Solar | GW | NECP | EUROSTAT | 2023 | 0.433 |  |  | 0 | 0 | 0 | Benelux
Luxembourg | LU | RA400 | Solar | GW | NECP | EUROSTAT | 2024 | 0.533 |  |  | 0 | 0 | 0 | Benelux
Luxembourg | LU | RA400 | Solar | GW | NECP | target | 2025 | 0.644 |  |  | 1 | 0 | 0 | Benelux
Luxembourg | LU | RA400 | Solar | GW | NECP | target | 2026 | 0.756 |  |  | 1 | 0 | 0 | Benelux
Luxembourg | LU | RA400 | Solar | GW | NECP | target | 2027 | 0.867 |  |  | 1 | 0 | 0 | Benelux
Luxembourg | LU | RA400 | Solar | GW | NECP | target | 2028 | 0.989 |  |  | 1 | 0 | 0 | Benelux
Luxembourg | LU | RA400 | Solar | GW | NECP | target | 2029 | 1.111 |  |  | 1 | 0 | 0 | Benelux
Luxembourg | LU | RA400 | Solar | GW | NECP | target | 2030 | 1.236 |  |  | 1 | 0 | 0 | Benelux
Luxembourg | LU | RA400 | Solar | GWh | NECP | target | 2027 | 780 |  |  | 1 | 0 | 0 | Benelux
Luxembourg | LU | RA400 | Solar | GWh | NECP | target | 2028 | 890 |  |  | 1 | 0 | 0 | Benelux
Luxembourg | LU | RA400 | Solar | GWh | NECP | target | 2029 | 1000 |  |  | 1 | 0 | 0 | Benelux
Luxembourg | LU | RA400 | Solar | GWh | NECP | target | 2030 | 1112 |  |  | 1 | 0 | 0 | Benelux
Luxembourg | LU | RA300 | Wind | GWh | NECP | target | 2027 | 867 |  |  | 1 | 0 | 0 | Benelux
Luxembourg | LU | RA300 | Wind | GWh | NECP | target | 2028 | 903 |  |  | 1 | 0 | 0 | Benelux
Luxembourg | LU | RA300 | Wind | GWh | NECP | target | 2029 | 962 |  |  | 1 | 0 | 0 | Benelux
Luxembourg | LU | RA300 | Wind | GWh | NECP | target | 2030 | 1043 |  |  | 1 | 0 | 0 | Benelux
Luxembourg | LU | EL200 | Electricity demand - transportation | GWh | NECP | est | 2025 | 371 |  |  | 0 | 1 | 0 | Benelux
Luxembourg | LU | EL200 | Electricity demand - transportation | GWh | NECP | est | 2026 | 445 |  |  | 0 | 1 | 0 | Benelux
Luxembourg | LU | EL200 | Electricity demand - transportation | GWh | NECP | est | 2027 | 520 |  |  | 0 | 1 | 0 | Benelux
Luxembourg | LU | EL200 | Electricity demand - transportation | GWh | NECP | est | 2028 | 597 |  |  | 0 | 1 | 0 | Benelux
Luxembourg | LU | EL200 | Electricity demand - transportation | GWh | NECP | est | 2029 | 676 |  |  | 0 | 1 | 0 | Benelux
Luxembourg | LU | EL200 | Electricity demand - transportation | GWh | NECP | est | 2030 | 755 |  |  | 0 | 1 | 0 | Benelux
Luxembourg | LU | HYD | Hydrogen | GWh | NECP | est | 2026 | 20 |  |  | 0 | 1 | 0 | Benelux
Luxembourg | LU | HYD | Hydrogen | GWh | NECP | est | 2027 | 25 |  |  | 0 | 1 | 0 | Benelux
Luxembourg | LU | HYD | Hydrogen | GWh | NECP | est | 2028 | 85 |  |  | 0 | 1 | 0 | Benelux
Luxembourg | LU | HYD | Hydrogen | GWh | NECP | est | 2029 | 138 |  |  | 0 | 1 | 0 | Benelux
Luxembourg | LU | HYD | Hydrogen | GWh | NECP | est | 2030 | 230 |  |  | 0 | 1 | 0 | Benelux

## Netherlands
country | geo | siec | type | unit | source | scenario | year | cap | cap_min | cap_max | target | demand | problem | region
Netherlands | NL | RA300 | Wind | GW | NECP | est | 2030 | 23.2 |  |  | 0 | 0
Netherlands | NL | RA300 | Wind | GW | NECP | est | 2040 | 28.3 |  |  | 0 | 0
Netherlands | NL | RA310 | Wind on shore | GW | NECP | est | 2030 | 7.4 |  |  | 0 | 0
Netherlands | NL | RA310 | Wind on shore | GW | NECP | est | 2040 | 7.1 |  |  | 0 | 0
Netherlands | NL | RA320 | Wind off shore | GW | NECP | est | 2030 | 15.8 |  |  | 0 | 0
Netherlands | NL | RA320 | Wind off shore | GW | NECP | est | 2040 | 21.2 |  |  | 0 | 0
Netherlands | NL | RA400 | Solar | GW | NECP | est | 2025 | 22.7 |  |  | 0 | 0
Netherlands | NL | RA400 | Solar | GW | NECP | est | 2030 | 25.7 |  |  | 0 | 0
Netherlands | NL | RA400 | Solar | GW | NECP | est | 2040 | 42.6 |  |  | 0 | 0
Netherlands | NL | RA420 | Solar photovoltaic | GW | NECP | est | 2025 | 22.7 |  |  | 0 | 0
Netherlands | NL | RA420 | Solar photovoltaic | GW | NECP | est | 2030 | 25.7 |  |  | 0 | 0
Netherlands | NL | RA420 | Solar photovoltaic | GW | NECP | est | 2040 | 42.6 |  |  | 0 | 0
Netherlands | NL | RA320 | Wind off shore | GW | NCA | target | 2024 | 5 |  |  | 1 | 0
Netherlands | NL | RA320 | Wind off shore | GW | NCA | target | 2030 | 21 |  |  | 1 | 0
Netherlands | NL | RA320 | Wind off shore | GW | NCA | target | 2035 | 35 |  |  | 1 | 0
Netherlands | NL | RA320 | Wind off shore | GW | NCA | target | 2050 | 70 |  |  | 1 | 0
Netherlands | NL | RA300 | Solar | TWh | NCA | target | 2030 | 35 |  |  | 1 | 0
Netherlands | NL | N9000 | Nuclear fuels and other fuels n.e.c. | GW | NPA | target | 2050 | 5 | 3.5 | 7 | 1 | 0
Netherlands | NL | EM1990 | Emission reduction 1990 | Percent | NECP | target | 2030 | 55 |  |  | 1 | 0
Netherlands | NL | EM000 | Emission reduction | CN | NECP | target | 2050 | 0 |  |  | 1 | 0
Netherlands | NL | REC000 | Gross final energy consumption - renewables | Percent | NECP | target | 2030 | 27 |  |  | 1 | 0
Netherlands | NL | E7200 | Electricity - carbon free | Percent | NECP | target | 2035 | 100 |  |  | 1 | 0
Netherlands | NL | EC010 | Primary energy consumption | PJ | NECP | target | 2030 | 1950 |  |  | 1 | 1
Netherlands | NL | EC020 | Final energy consumption | PJ | NECP | target | 2030 | 1837 |  |  | 1 | 1
Netherlands | NL | EC010 | Primary energy consumption | PJ | KEV | est | 2022 | 2356 |  |  | 0 | 1
Netherlands | NL | EC010 | Primary energy consumption | PJ | KEV | est | 2025 | 2462 |  |  | 0 | 1
Netherlands | NL | EC010 | Primary energy consumption | PJ | KEV | est | 2030 | 2246 |  |  | 0 | 1
Netherlands | NL | EC010 | Primary energy consumption | PJ | KEV | est | 2035 | 2050 |  |  | 0 | 1
Netherlands | NL | ED100 | Energy demand - households | PJ | KEV | est | 2022 | 613 |  |  | 0 | 1
Netherlands | NL | ED100 | Energy demand - households | PJ | KEV | est | 2025 | 573 |  |  | 0 | 1
Netherlands | NL | ED100 | Energy demand - households | PJ | KEV | est | 2030 | 572 |  |  | 0 | 1
Netherlands | NL | ED100 | Energy demand - households | PJ | KEV | est | 2035 | 504 |  |  | 0 | 1
Netherlands | NL | ED200 | Energy demand - transportation | PJ | KEV | est | 2022 | 572 |  |  | 0 | 1
Netherlands | NL | ED200 | Energy demand - transportation | PJ | KEV | est | 2025 | 607 |  |  | 0 | 1
Netherlands | NL | ED200 | Energy demand - transportation | PJ | KEV | est | 2030 | 592 |  |  | 0 | 1
Netherlands | NL | ED200 | Energy demand - transportation | PJ | KEV | est | 2035 | 525 |  |  | 0 | 1
Netherlands | NL | ED300 | Energy demand - industry | PJ | KEV | est | 2022 | 838 |  |  | 0 | 1
Netherlands | NL | ED300 | Energy demand - industry | PJ | KEV | est | 2025 | 905 |  |  | 0 | 1
Netherlands | NL | ED300 | Energy demand - industry | PJ | KEV | est | 2030 | 856 |  |  | 0 | 1
Netherlands | NL | ED300 | Energy demand - industry | PJ | KEV | est | 2035 | 812 |  |  | 0 | 1
Netherlands | NL | ED500 | Energy demand - agriculture | PJ | KEV | est | 2022 | 109 |  |  | 0 | 1
Netherlands | NL | ED500 | Energy demand - agriculture | PJ | KEV | est | 2025 | 125 |  |  | 0 | 1
Netherlands | NL | ED500 | Energy demand - agriculture | PJ | KEV | est | 2030 | 119 |  |  | 0 | 1
Netherlands | NL | ED500 | Energy demand - agriculture | PJ | KEV | est | 2035 | 107 |  |  | 0 | 1
Netherlands | NL | ED700 | Energy demand - electricity | PJ | KEV | est | 2022 | 269 |  |  | 0 | 1
Netherlands | NL | ED700 | Energy demand - electricity | PJ | KEV | est | 2025 | 252 |  |  | 0 | 1
Netherlands | NL | ED700 | Energy demand - electricity | PJ | KEV | est | 2030 | 151 |  |  | 0 | 1
Netherlands | NL | ED700 | Energy demand - electricity | PJ | KEV | est | 2035 | 102 |  |  | 0 | 1
Netherlands | NL | RA600 | Ambient heat (heat pumps) | PJ | KEV | est | 2030 | 50 |  |  | 0 | 1
Netherlands | NL | RA610 | Geothermal heat pumps | Number | NPE | est | 2030 | 300000 |  |  | 0 | 1
Netherlands | NL | RA620_E | Aerothermal and hydrothermal heat pumps - electric | Number | NPE | est | 2030 | 450000 | 300000 | 600000 | 0 | 1
Netherlands | NL | RA620_H | Aerothermal and hydrothermal heat pumps - hybrid | Number | NPE | est | 2030 | 700000 | 600000 | 800000 | 0 | 1
Netherlands | NL | RA620 | Aerothermal and hydrothermal heat pumps | Number | NPE | est | 2030 | 1150000 | 900000 | 1400000 | 0 | 1
Netherlands | NL | RHYD | Hydrogen of renewable origin | GW | NECP | target | 2025 | 0.5 |  |  | 1 | 0
Netherlands | NL | RHYD | Hydrogen of renewable origin | GW | NECP | target | 2030 | 3.5 | 3 | 4 | 1 | 0
Netherlands | NL | RHYD | Hydrogen of renewable origin | GW | NECP | target | 2032 | 8 |  |  | 1 | 0
Netherlands | NL | EV000 | Electric vehicles | Number | NECP | target | 2030 | 1900000 |  |  | 1 | 1
Note on C22: Henning Åsheim: Uncertain if this is gross final energy consumption or not!
Note on D38: Henning Åsheim: Services might b e included in industry. Check this.

## Norway
country | geo | siec | type | unit | source | scenario | year | cap | cap_min | cap_max | target | demand | problem | region
Norway | NO | RA300 | Wind | GW | IEA | est | 2021 | 4.929 |  |  | 0 | 0 |  | Nordics
Norway | NO | RA300 | Wind | GW | IEA | est | 2025 | 5.041 |  |  | 0 | 0 |  | Nordics
Norway | NO | RA300 | Wind | GW | IEA | est | 2030 | 5.019 |  |  | 0 | 0 |  | Nordics
Norway | NO | RA320 | Wind off shore | GW | GOV_W | target | 2040 | 30 |  |  | 1 | 0 |  | Nordics
Norway | NO | RA300 | Solar | GW | IEA | est | 2021 | 0.3 |  |  | 0 | 0 |  | Nordics
Norway | NO | RA300 | Solar | GW | IEA | est | 2025 | 0.699 |  |  | 0 | 0 |  | Nordics
Norway | NO | RA300 | Solar | GW | IEA | est | 2030 | 1.796 |  |  | 0 | 0 |  | Nordics
Norway | NO | RA420 | Solar photovoltaic | GW | IEA | est | 2021 | 0.3 |  |  | 0 | 0 |  | Nordics
Norway | NO | RA420 | Solar photovoltaic | GW | IEA | est | 2025 | 0.699 |  |  | 0 | 0 |  | Nordics
Norway | NO | RA420 | Solar photovoltaic | GW | IEA | est | 2030 | 1.796 |  |  | 0 | 0 |  | Nordics
Norway | NO | RA400 | Solar | TWh | GOV_S | target | 2030 | 8 |  |  | 1 | 0 |  | Nordics
Norway | NO | RA420 | Solar photovoltaic | TWh | GOV_S | target | 2030 | 8 |  |  | 1 | 0 |  | Nordics
Norway | NO | EM1990 | Emission reduction 1990 | Percent | GOV_E | target | 2030 | 55 |  |  | 1 | 0 |  | Nordics
Norway | NO | EL000 | Electricity demand | TWh | NVE | est | 2050 | 200 |  |  | 0 | 1 |  | Nordics
Norway | NO | EL000 | Electricity demand | TWh | NVE | est | 2022 | 135 |  |  | 0 | 1 |  | Nordics
Norway | NO | EL000 | Electricity demand | TWh | NVE | est | 2030 | 163 |  |  | 0 | 1 |  | Nordics
Norway | NO | EL000 | Electricity demand | TWh | NVE | est | 2035 | 176 |  |  | 0 | 1 |  | Nordics
Norway | NO | EL000 | Electricity demand | TWh | NVE | est | 2040 | 191 |  |  | 0 | 1 |  | Nordics
Norway | NO | EL000 | Electricity demand | TWh | NVE | est | 2050 | 208 |  |  | 0 | 1 |  | Nordics
Norway | NO | EL140 | Electricity demand - households and services | TWh | NVE | est | 2022 | 62 |  |  | 0 | 1 |  | Nordics
Norway | NO | EL140 | Electricity demand - households and services | TWh | NVE | est | 2030 | 62 |  |  | 0 | 1 |  | Nordics
Norway | NO | EL140 | Electricity demand - households and services | TWh | NVE | est | 2035 | 61 |  |  | 0 | 1 |  | Nordics
Norway | NO | EL140 | Electricity demand - households and services | TWh | NVE | est | 2040 | 60 |  |  | 0 | 1 |  | Nordics
Norway | NO | EL140 | Electricity demand - households and services | TWh | NVE | est | 2050 | 58 |  |  | 0 | 1 |  | Nordics
Norway | NO | EL200 | Electricity demand - transportation | TWh | NVE | est | 2022 | 3 |  |  | 0 | 1 |  | Nordics
Norway | NO | EL200 | Electricity demand - transportation | TWh | NVE | est | 2030 | 8 |  |  | 0 | 1 |  | Nordics
Norway | NO | EL200 | Electricity demand - transportation | TWh | NVE | est | 2035 | 13 |  |  | 0 | 1 |  | Nordics
Norway | NO | EL200 | Electricity demand - transportation | TWh | NVE | est | 2040 | 16 |  |  | 0 | 1 |  | Nordics
Norway | NO | EL200 | Electricity demand - transportation | TWh | NVE | est | 2050 | 22 |  |  | 0 | 1 |  | Nordics
Norway | NO | EL300 | Electricity demand - industry | TWh | NVE | est | 2022 | 52 |  |  | 0 | 1 |  | Nordics
Norway | NO | EL300 | Electricity demand - industry | TWh | NVE | est | 2030 | 62 |  |  | 0 | 1 |  | Nordics
Norway | NO | EL300 | Electricity demand - industry | TWh | NVE | est | 2035 | 66 |  |  | 0 | 1 |  | Nordics
Norway | NO | EL300 | Electricity demand - industry | TWh | NVE | est | 2040 | 75 |  |  | 0 | 1 |  | Nordics
Norway | NO | EL300 | Electricity demand - industry | TWh | NVE | est | 2050 | 81 |  |  | 0 | 1 |  | Nordics
Norway | NO | EL700 | Electricity demand - hydrogen | TWh | NVE | est | 2022 | 0 |  |  | 0 | 1 |  | Nordics
Norway | NO | EL700 | Electricity demand - hydrogen | TWh | NVE | est | 2030 | 4 |  |  | 0 | 1 |  | Nordics
Norway | NO | EL700 | Electricity demand - hydrogen | TWh | NVE | est | 2035 | 7 |  |  | 0 | 1 |  | Nordics
Norway | NO | EL700 | Electricity demand - hydrogen | TWh | NVE | est | 2040 | 12 |  |  | 0 | 1 |  | Nordics
Norway | NO | EL700 | Electricity demand - hydrogen | TWh | NVE | est | 2050 | 20 |  |  | 0 | 1 |  | Nordics
Norway | NO | EL800 | Electricity demand - others | TWh | NVE | est | 2022 | 19 |  |  | 0 | 1 |  | Nordics
Norway | NO | EL800 | Electricity demand - others | TWh | NVE | est | 2030 | 27 |  |  | 0 | 1 |  | Nordics
Norway | NO | EL800 | Electricity demand - others | TWh | NVE | est | 2035 | 29 |  |  | 0 | 1 |  | Nordics
Norway | NO | EL800 | Electricity demand - others | TWh | NVE | est | 2040 | 28 |  |  | 0 | 1 |  | Nordics
Norway | NO | EL800 | Electricity demand - others | TWh | NVE | est | 2050 | 27 |  |  | 0 | 1 |  | Nordics
Norway | NO | RA300 | Wind | TWh | NVE | obs | 2022 | 14.8 |  |  | 0 | 0 |  | Nordics
Norway | NO | RA300 | Wind | TWh | NVE | est | 2030 | 17.8 |  |  | 0 | 0 |  | Nordics
Norway | NO | RA300 | Wind | TWh | NVE | est | 2035 | 31.2 |  |  | 0 | 0 |  | Nordics
Norway | NO | RA300 | Wind | TWh | NVE | est | 2040 | 52 |  |  | 0 | 0 |  | Nordics
Norway | NO | RA300 | Wind | TWh | NVE | est | 2050 | 59.4 |  |  | 0 | 0 |  | Nordics
Norway | NO | RA310 | Wind on shore | TWh | NVE | obs | 2022 | 14.8 |  |  | 0 | 0 |  | Nordics
Norway | NO | RA310 | Wind on shore | TWh | NVE | est | 2030 | 17.8 |  |  | 0 | 0 |  | Nordics
Norway | NO | RA310 | Wind on shore | TWh | NVE | est | 2035 | 20 |  |  | 0 | 0 |  | Nordics
Norway | NO | RA310 | Wind on shore | TWh | NVE | est | 2040 | 23.1 |  |  | 0 | 0 |  | Nordics
Norway | NO | RA310 | Wind on shore | TWh | NVE | est | 2050 | 30.5 |  |  | 0 | 0 |  | Nordics
Norway | NO | RA320 | Wind off shore | TWh | NVE | obs | 2022 | 0 |  |  | 0 | 0 |  | Nordics
Norway | NO | RA320 | Wind off shore | TWh | NVE | est | 2030 | 0 |  |  | 0 | 0 |  | Nordics
Norway | NO | RA320 | Wind off shore | TWh | NVE | est | 2035 | 11.2 |  |  | 0 | 0 |  | Nordics
Norway | NO | RA320 | Wind off shore | TWh | NVE | est | 2040 | 28.9 |  |  | 0 | 0 |  | Nordics
Norway | NO | RA320 | Wind off shore | TWh | NVE | est | 2050 | 28.9 |  |  | 0 | 0 |  | Nordics
Norway | NO | RA400 | Solar | TWh | NVE | obs | 2022 | 0.2 |  |  | 0 | 0 |  | Nordics
Norway | NO | RA400 | Solar | TWh | NVE | est | 2030 | 3.9 |  |  | 0 | 0 |  | Nordics
Norway | NO | RA400 | Solar | TWh | NVE | est | 2035 | 6.6 |  |  | 0 | 0 |  | Nordics
Norway | NO | RA400 | Solar | TWh | NVE | est | 2040 | 8.8 |  |  | 0 | 0 |  | Nordics
Norway | NO | RA400 | Solar | TWh | NVE | est | 2050 | 10.5 |  |  | 0 | 0 |  | Nordics
Norway | NO | RA100 | Hydro | TWh | NVE | obs | 2022 | 128.7 |  |  | 0 | 0 |  | Nordics
Norway | NO | RA100 | Hydro | TWh | NVE | est | 2030 | 141.9 |  |  | 0 | 0 |  | Nordics
Norway | NO | RA100 | Hydro | TWh | NVE | est | 2035 | 143.7 |  |  | 0 | 0 |  | Nordics
Norway | NO | RA100 | Hydro | TWh | NVE | est | 2040 | 145 |  |  | 0 | 0 |  | Nordics
Norway | NO | RA100 | Hydro | TWh | NVE | est | 2050 | 146.4 |  |  | 0 | 0 |  | Nordics
Norway | NO | EP000 | Energy production | TWh | NVE | obs | 2022 | 146.1 |  |  | 0 | 0 |  | Nordics
Norway | NO | EP000 | Energy production | TWh | NVE | est | 2030 | 163.9 |  |  | 0 | 0 |  | Nordics
Norway | NO | EP000 | Energy production | TWh | NVE | est | 2035 | 180.4 |  |  | 0 | 0 |  | Nordics
Norway | NO | EP000 | Energy production | TWh | NVE | est | 2040 | 203.3 |  |  | 0 | 0 |  | Nordics
Norway | NO | EP000 | Energy production | TWh | NVE | est | 2050 | 215.1 |  |  | 0 | 0 |  | Nordics
Norway | NO | RA300 | Wind | GW | NVE | obs | 2022 | 5.1 |  |  | 0 | 0 |  | Nordics
Norway | NO | RA300 | Wind | GW | NVE | est | 2030 | 5.3 |  |  | 0 | 0 |  | Nordics
Norway | NO | RA300 | Wind | GW | NVE | est | 2035 | 8.2 |  |  | 0 | 0 |  | Nordics
Norway | NO | RA300 | Wind | GW | NVE | est | 2040 | 12.7 |  |  | 0 | 0 |  | Nordics
Norway | NO | RA300 | Wind | GW | NVE | est | 2050 | 14.1 |  |  | 0 | 0 |  | Nordics
Norway | NO | RA310 | Wind on shore | GW | NVE | obs | 2022 | 5.1 |  |  | 0 | 0 |  | Nordics
Norway | NO | RA310 | Wind on shore | GW | NVE | est | 2030 | 5.3 |  |  | 0 | 0 |  | Nordics
Norway | NO | RA310 | Wind on shore | GW | NVE | est | 2035 | 5.8 |  |  | 0 | 0 |  | Nordics
Norway | NO | RA310 | Wind on shore | GW | NVE | est | 2040 | 6.5 |  |  | 0 | 0 |  | Nordics
Norway | NO | RA310 | Wind on shore | GW | NVE | est | 2050 | 7.9 |  |  | 0 | 0 |  | Nordics
Norway | NO | RA320 | Wind off shore | GW | NVE | obs | 2022 | 0 |  |  | 0 | 0 |  | Nordics
Norway | NO | RA320 | Wind off shore | GW | NVE | est | 2030 | 0 |  |  | 0 | 0 |  | Nordics
Norway | NO | RA320 | Wind off shore | GW | NVE | est | 2035 | 2.4 |  |  | 0 | 0 |  | Nordics
Norway | NO | RA320 | Wind off shore | GW | NVE | est | 2040 | 6.2 |  |  | 0 | 0 |  | Nordics
Norway | NO | RA320 | Wind off shore | GW | NVE | est | 2050 | 6.2 |  |  | 0 | 0 |  | Nordics
Norway | NO | RA400 | Solar | GW | NVE | obs | 2022 | 0.3 |  |  | 0 | 0 |  | Nordics
Norway | NO | RA400 | Solar | GW | NVE | est | 2030 | 4.4 |  |  | 0 | 0 |  | Nordics
Norway | NO | RA400 | Solar | GW | NVE | est | 2035 | 7.4 |  |  | 0 | 0 |  | Nordics
Norway | NO | RA400 | Solar | GW | NVE | est | 2040 | 9.8 |  |  | 0 | 0 |  | Nordics
Norway | NO | RA400 | Solar | GW | NVE | est | 2050 | 11.7 |  |  | 0 | 0 |  | Nordics
Norway | NO | RA100 | Hydro | GW | NVE | obs | 2022 | 33.7 |  |  | 0 | 0 |  | Nordics
Norway | NO | RA100 | Hydro | GW | NVE | est | 2030 | 36.9 |  |  | 0 | 0 |  | Nordics
Norway | NO | RA100 | Hydro | GW | NVE | est | 2035 | 37.8 |  |  | 0 | 0 |  | Nordics
Norway | NO | RA100 | Hydro | GW | NVE | est | 2040 | 38.5 |  |  | 0 | 0 |  | Nordics
Norway | NO | RA100 | Hydro | GW | NVE | est | 2050 | 42.2 |  |  | 0 | 0 |  | Nordics
Norway | NO | IEC000 | Installed energy production capacity | GW | NVE | obs | 2022 | 39.7 |  |  | 0 | 0 |  | Nordics
Norway | NO | IEC000 | Installed energy production capacity | GW | NVE | est | 2030 | 46.9 |  |  | 0 | 0 |  | Nordics
Norway | NO | IEC000 | Installed energy production capacity | GW | NVE | est | 2035 | 53.6 |  |  | 0 | 0 |  | Nordics
Norway | NO | IEC000 | Installed energy production capacity | GW | NVE | est | 2040 | 61.3 |  |  | 0 | 0 |  | Nordics
Norway | NO | IEC000 | Installed energy production capacity | GW | NVE | est | 2050 | 68.2 |  |  | 0 | 0 |  | Nordics

## Poland
country | geo | siec | type | unit | source | scenario | year | cap | cap_min | cap_max | target | demand | problem | region
Poland | PL | RA300 | Wind | GW | NECP | ref | 2005 | 0.121 |  |  | 0 | 0 |  | Poland and Baltics
Poland | PL | RA300 | Wind | GW | NECP | ref | 2010 | 1.108 |  |  | 0 | 0 |  | Poland and Baltics
Poland | PL | RA300 | Wind | GW | NECP | ref | 2015 | 4.886 |  |  | 0 | 0 |  | Poland and Baltics
Poland | PL | RA300 | Wind | GW | NECP | ref | 2020 | 6.499 |  |  | 0 | 0 |  | Poland and Baltics
Poland | PL | RA300 | Wind | GW | NECP | ref | 2025 | 11.096 |  |  | 0 | 0 |  | Poland and Baltics
Poland | PL | RA300 | Wind | GW | NECP | ref | 2030 | 21.769 |  |  | 0 | 0 |  | Poland and Baltics
Poland | PL | RA310 | Wind on shore | GW | NECP | ref | 2005 | 0.121 |  |  | 0 | 0 |  | Poland and Baltics
Poland | PL | RA310 | Wind on shore | GW | NECP | ref | 2010 | 1.108 |  |  | 0 | 0 |  | Poland and Baltics
Poland | PL | RA310 | Wind on shore | GW | NECP | ref | 2015 | 4.886 |  |  | 0 | 0 |  | Poland and Baltics
Poland | PL | RA310 | Wind on shore | GW | NECP | ref | 2020 | 6.499 |  |  | 0 | 0 |  | Poland and Baltics
Poland | PL | RA310 | Wind on shore | GW | NECP | ref | 2025 | 11.096 |  |  | 0 | 0 |  | Poland and Baltics
Poland | PL | RA310 | Wind on shore | GW | NECP | ref | 2030 | 15.842 |  |  | 0 | 0 |  | Poland and Baltics
Poland | PL | RA320 | Wind off shore | GW | NECP | ref | 2005 | 0 |  |  | 0 | 0 |  | Poland and Baltics
Poland | PL | RA320 | Wind off shore | GW | NECP | ref | 2010 | 0 |  |  | 0 | 0 |  | Poland and Baltics
Poland | PL | RA320 | Wind off shore | GW | NECP | ref | 2015 | 0 |  |  | 0 | 0 |  | Poland and Baltics
Poland | PL | RA320 | Wind off shore | GW | NECP | ref | 2020 | 0 |  |  | 0 | 0 |  | Poland and Baltics
Poland | PL | RA320 | Wind off shore | GW | NECP | ref | 2025 | 0 |  |  | 0 | 0 |  | Poland and Baltics
Poland | PL | RA320 | Wind off shore | GW | NECP | ref | 2030 | 5.927 |  |  | 0 | 0 |  | Poland and Baltics
Poland | PL | RA320 | Wind off shore | GW | EPP2040 | target | 2030 | 5.9 |  |  | 1 | 0 |  | Poland and Baltics
Poland | PL | RA320 | Wind off shore | GW | EPP2040 | target | 2040 | 11 |  |  | 1 | 0 |  | Poland and Baltics
Poland | PL | RA400 | Solar | GW | NECP | ref | 2005 | 0 |  |  | 0 | 0 |  | Poland and Baltics
Poland | PL | RA400 | Solar | GW | NECP | ref | 2010 | 0 |  |  | 0 | 0 |  | Poland and Baltics
Poland | PL | RA400 | Solar | GW | NECP | ref | 2015 | 0.108 |  |  | 0 | 0 |  | Poland and Baltics
Poland | PL | RA400 | Solar | GW | NECP | ref | 2020 | 1.229 |  |  | 0 | 0 |  | Poland and Baltics
Poland | PL | RA400 | Solar | GW | NECP | ref | 2025 | 19.979 |  |  | 0 | 0 |  | Poland and Baltics
Poland | PL | RA400 | Solar | GW | NECP | ref | 2030 | 29.269 |  |  | 0 | 0 |  | Poland and Baltics
Poland | PL | RA420 | Solar | GW | NECP | ref | 2005 | 0 |  |  | 0 | 0 |  | Poland and Baltics
Poland | PL | RA420 | Solar | GW | NECP | ref | 2010 | 0 |  |  | 0 | 0 |  | Poland and Baltics
Poland | PL | RA420 | Solar | GW | NECP | ref | 2015 | 0.108 |  |  | 0 | 0 |  | Poland and Baltics
Poland | PL | RA420 | Solar | GW | NECP | ref | 2020 | 1.229 |  |  | 0 | 0 |  | Poland and Baltics
Poland | PL | RA420 | Solar | GW | NECP | ref | 2025 | 19.979 |  |  | 0 | 0 |  | Poland and Baltics
Poland | PL | RA420 | Solar | GW | NECP | ref | 2030 | 29.269 |  |  | 0 | 0 |  | Poland and Baltics
Poland | PL | RA400 | Solar | GW | EPP2040 | target | 2030 | 6 | 5 | 7 | 1 | 0 |  | Poland and Baltics
Poland | PL | RA400 | Solar | GW | EPP2040 | target | 2040 | 13 | 10 | 16 | 1 | 0 |  | Poland and Baltics
Poland | PL | RA420 | Solar | GW | EPP2040 | target | 2030 | 6 | 5 | 7 | 1 | 0 |  | Poland and Baltics
Poland | PL | RA420 | Solar | GW | EPP2040 | target | 2040 | 13 | 10 | 16 | 1 | 0 |  | Poland and Baltics
Poland | PL | N9000 | Nuclear fuels and other fuels n.e.c. | GW | EPP2040 | target | 2033 | 1.3 | 1 | 1.6 | 1 | 0 |  | Poland and Baltics
Poland | PL | N9000 | Nuclear fuels and other fuels n.e.c. | GW | EPP2040 | target | 2043 | 7.5 | 6 | 9 | 1 | 0 |  | Poland and Baltics
Poland | PL | EM1990 | Emission reduction 1990 | Percent | NECP | target | 2030 | 35 |  |  | 1 | 0 |  | Poland and Baltics
Poland | PL | REC000 | Gross final energy consumption - renewable | Percent | NECP | target | 2030 | 29.8 |  |  | 1 | 0 |  | Poland and Baltics
Poland | PL | E7100 | Electricity - renewable | Percent | NECP | target | 2030 | 50.1 |  |  | 1 | 0 |  | Poland and Baltics
Poland | PL | ED010 | Primary energy consumption | ktoe | NECP | WEM | 2020 | 102979 |  |  | 0 | 1 |  | Poland and Baltics
Poland | PL | ED010 | Primary energy consumption | ktoe | NECP | WEM | 2025 | 100967 |  |  | 0 | 1 |  | Poland and Baltics
Poland | PL | ED010 | Primary energy consumption | ktoe | NECP | WEM | 2030 | 94993 |  |  | 0 | 1 |  | Poland and Baltics
Poland | PL | ED020 | Final energy consumption | ktoe | NECP | WEM | 2020 | 70235 |  |  | 0 | 1 |  | Poland and Baltics
Poland | PL | ED020 | Final energy consumption | ktoe | NECP | WEM | 2025 | 70171 |  |  | 0 | 1 |  | Poland and Baltics
Poland | PL | ED020 | Final energy consumption | ktoe | NECP | WEM | 2030 | 66845 |  |  | 0 | 1 |  | Poland and Baltics
Poland | PL | ED100 | Energy demand - households | ktoe | NECP | WEM | 2020 | 21101 |  |  | 0 | 1 |  | Poland and Baltics
Poland | PL | ED100 | Energy demand - households | ktoe | NECP | WEM | 2025 | 18864 |  |  | 0 | 1 |  | Poland and Baltics
Poland | PL | ED100 | Energy demand - households | ktoe | NECP | WEM | 2030 | 17750 |  |  | 0 | 1 |  | Poland and Baltics
Poland | PL | ED200 | Energy demand - transportation | ktoe | NECP | WEM | 2020 | 21779 |  |  | 0 | 1 |  | Poland and Baltics
Poland | PL | ED200 | Energy demand - transportation | ktoe | NECP | WEM | 2025 | 23494 |  |  | 0 | 1 |  | Poland and Baltics
Poland | PL | ED200 | Energy demand - transportation | ktoe | NECP | WEM | 2030 | 21831 |  |  | 0 | 1 |  | Poland and Baltics
Poland | PL | ED300 | Energy demand - industry | ktoe | NECP | WEM | 2020 | 15921 |  |  | 0 | 1 |  | Poland and Baltics
Poland | PL | ED300 | Energy demand - industry | ktoe | NECP | WEM | 2025 | 16002 |  |  | 0 | 1 |  | Poland and Baltics
Poland | PL | ED300 | Energy demand - industry | ktoe | NECP | WEM | 2030 | 15391 |  |  | 0 | 1 |  | Poland and Baltics
Poland | PL | ED400 | Energy demand - services | ktoe | NECP | WEM | 2020 | 7565 |  |  | 0 | 1 |  | Poland and Baltics
Poland | PL | ED400 | Energy demand - services | ktoe | NECP | WEM | 2025 | 8170 |  |  | 0 | 1 |  | Poland and Baltics
Poland | PL | ED400 | Energy demand - services | ktoe | NECP | WEM | 2030 | 8401 |  |  | 0 | 1 |  | Poland and Baltics
Poland | PL | ED500 | Energy demand - agriculture | ktoe | NECP | WEM | 2020 | 3869 |  |  | 0 | 1 |  | Poland and Baltics
Poland | PL | ED500 | Energy demand - agriculture | ktoe | NECP | WEM | 2025 | 3640 |  |  | 0 | 1 |  | Poland and Baltics
Poland | PL | ED500 | Energy demand - agriculture | ktoe | NECP | WEM | 2030 | 3473 |  |  | 0 | 1 |  | Poland and Baltics
Poland | PL | EL000 | Electricity demand | ktoe | NECP | WEM | 2020 | 11806 |  |  | 0 | 1 |  | Poland and Baltics
Poland | PL | EL000 | Electricity demand | ktoe | NECP | WEM | 2025 | 12821 |  |  | 0 | 1 |  | Poland and Baltics
Poland | PL | EL000 | Electricity demand | ktoe | NECP | WEM | 2030 | 13687 |  |  | 0 | 1 |  | Poland and Baltics
Poland | PL | HYD | Hydrogen | ktoe | NECP | WEM | 2020 | 0 |  |  | 0 | 1 |  | Poland and Baltics
Poland | PL | HYD | Hydrogen | ktoe | NECP | WEM | 2025 | 6 |  |  | 0 | 1 |  | Poland and Baltics
Poland | PL | HYD | Hydrogen | ktoe | NECP | WEM | 2030 | 49 |  |  | 0 | 1 |  | Poland and Baltics
Poland | PL | REL210 | Renewable electricity demand transportation - road | ktoe | NECP | WEM | 2020 | 2 |  |  | 0 | 1 |  | Poland and Baltics
Poland | PL | REL210 | Renewable electricity demand transportation - road | ktoe | NECP | WEM | 2025 | 16 |  |  | 0 | 1 |  | Poland and Baltics
Poland | PL | REL210 | Renewable electricity demand transportation - road | ktoe | NECP | WEM | 2030 | 95 |  |  | 0 | 1 |  | Poland and Baltics
Poland | PL | REL220 | Renewable electricity demand transportation - rail | ktoe | NECP | WEM | 2020 | 80 |  |  | 0 | 1 |  | Poland and Baltics
Poland | PL | REL220 | Renewable electricity demand transportation - rail | ktoe | NECP | WEM | 2025 | 78 |  |  | 0 | 1 |  | Poland and Baltics
Poland | PL | REL220 | Renewable electricity demand transportation - rail | ktoe | NECP | WEM | 2030 | 170 |  |  | 0 | 1 |  | Poland and Baltics
Poland | PL | REL230 | Renewable electricity demand transportation - pipe | ktoe | NECP | WEM | 2020 | 6 |  |  | 0 | 1 |  | Poland and Baltics
Poland | PL | REL230 | Renewable electricity demand transportation - pipe | ktoe | NECP | WEM | 2025 | 4 |  |  | 0 | 1 |  | Poland and Baltics
Poland | PL | REL230 | Renewable electricity demand transportation - pipe | ktoe | NECP | WEM | 2030 | 8 |  |  | 0 | 1 |  | Poland and Baltics
Poland | PL | EL200 | Electricity demand - transportation | ktoe | NECP | WEM | 2020 | 88 |  |  | 0 | 1 |  | Poland and Baltics
Poland | PL | EL200 | Electricity demand - transportation | ktoe | NECP | WEM | 2025 | 98 |  |  | 0 | 1 |  | Poland and Baltics
Poland | PL | EL200 | Electricity demand - transportation | ktoe | NECP | WEM | 2030 | 272 |  |  | 0 | 1 |  | Poland and Baltics
Poland | PL | EL030 | Gross final electricity consumption | ktoe | NECP | WEM | 2020 | 14660 |  |  | 0 | 1 |  | Poland and Baltics
Poland | PL | EL030 | Gross final electricity consumption | ktoe | NECP | WEM | 2025 | 15892 |  |  | 0 | 1 |  | Poland and Baltics
Poland | PL | EL030 | Gross final electricity consumption | ktoe | NECP | WEM | 2030 | 17025 |  |  | 0 | 1 |  | Poland and Baltics
Poland | PL | EV000 | Electric vehicles | Number | NECP | est | 2030 | 1460000 |  |  | 0 | 1 |  | Poland and Baltics
Poland | PL | EV100 | Electric vehicles - light duty | Number | NECP | est | 2030 | 1455000 |  |  | 0 | 1 |  | Poland and Baltics
Poland | PL | EV110 | Electric vehicles light duty - electric | Number | NECP | est | 2030 | 800000 |  |  | 0 | 1 |  | Poland and Baltics
Poland | PL | EV120 | Electric vehicles light duty - hybrid | Number | NECP | est | 2030 | 650000 |  |  | 0 | 1 |  | Poland and Baltics
Poland | PL | EV200 | Electric vehicles - heavy duty | Number | NECP | est | 2030 | 6050 |  |  | 0 | 1 |  | Poland and Baltics
Poland | PL | HV000 | Hydrogen vehicles | Number | NECP | est | 2030 | 6000 |  |  | 0 | 1 |  | Poland and Baltics
Poland | PL | HV100 | Hydrogen vehicles - light duty | Number | NECP | est | 2030 | 5000 |  |  | 0 | 1 |  | Poland and Baltics
Poland | PL | HV200 | Hydrogen vehicles - heavy duty | Number | NECP | est | 2030 | 950 |  |  | 0 | 1 |  | Poland and Baltics
Poland | PL | RC000 | Recharge capacity | GW | NECP | est | 2030 | 1.5 |  |  | 0 | 1 |  | Poland and Baltics
Poland | PL | RHYD | Hydrogen of renewable origin | GW | EPP2040 | target | 2030 | 3 | 2 | 4 | 1 | 1 |  | Poland and Baltics
Note on I34: Henning Åsheim: Goal is 5-7GW
Note on I35: Henning Åsheim: Goal is 10-16GW
Note on I36: Henning Åsheim: Goal is 5-7GW
Note on I37: Henning Åsheim: Goal is 10-16GW
Note on I46: Henning Åsheim: I believe this to be an observed value, rather than an estimate (70 257), given in the main NECP. The main value is from the slightly later annex.
Note on I69: Henning Åsheim: I think Poland plans to add 66 ktoe of non-energy hydrogen to this. But I am unsure how this works.

## Portugal
country | geo | siec | type | unit | source | scenario | year | cap | cap_min | cap_max | target | demand | problem | region
Portugal | PT | RA300 | Wind | GW | NECP | WAM | 2025 | 6.3 |  |  | 0 | 0 | 0 | Iberia
Portugal | PT | RA300 | Wind | GW | NECP | WAM | 2030 | 12.4 |  |  | 1 | 0 | 0 | Iberia
Portugal | PT | RA310 | Wind on shore | GW | NECP | WAM | 2025 | 6.3 |  |  | 0 | 0 | 0 | Iberia
Portugal | PT | RA310 | Wind on shore | GW | NECP | WAM | 2030 | 10.4 |  |  | 1 | 0 | 0 | Iberia
Portugal | PT | RA320 | Wind off shore | GW | NECP | WAM | 2025 | 0.03 |  |  | 0 | 0 | 0 | Iberia
Portugal | PT | RA320 | Wind off shore | GW | NECP | WAM | 2030 | 2 |  |  | 1 | 0 | 0 | Iberia
Portugal | PT | RA400 | Solar | GW | NECP | WAM | 2025 | 8.4 |  |  | 0 | 0 | 0 | Iberia
Portugal | PT | RA400 | Solar | GW | NECP | WAM | 2030 | 20.8 |  |  | 1 | 0 | 0 | Iberia
Portugal | PT | RA420 | Solar photovoltaic | GW | NECP | WAM | 2025 | 8.4 |  |  | 0 | 0 | 0 | Iberia
Portugal | PT | RA420 | Solar photovoltaic | GW | NECP | WAM | 2030 | 20.8 |  |  | 1 | 0 | 0 | Iberia
Portugal | PT | RA400_G | Centralised | GW | NECP | WAM | 2025 | 6.1 |  |  | 0 | 0 | 0 | Iberia
Portugal | PT | RA400_G | Centralised | GW | NECP | WAM | 2030 | 15.1 |  |  | 1 | 0 | 0 | Iberia
Portugal | PT | RA400_R | Decentralised | GW | NECP | WAM | 2025 | 2.8 |  |  | 0 | 0 | 0 | Iberia
Portugal | PT | RA400_R | Decentralised | GW | NECP | WAM | 2030 | 5.7 |  |  | 1 | 0 | 0 | Iberia
Portugal | PT | BA100 | Batteries | GW | NECP | WAM | 2025 | 0.5 |  |  | 0 | 0 | 0 | Iberia
Portugal | PT | BA100 | Batteries | GW | NECP | WAM | 2030 | 2 |  |  | 1 | 0 | 0 | Iberia
Portugal | PT | EL200 | Electricity demand - transportation | ktoe | NECP | WAM | 2025 | 122.7 |  |  | 0 | 1 | 0 | Iberia
Portugal | PT | EL200 | Electricity demand - transportation | ktoe | NECP | WAM | 2030 | 273.7 |  |  | 0 | 1 | 0 | Iberia

## Romania
country | geo | siec | type | unit | source | scenario | year | cap | cap_min | cap_max | target | demand | problem | region
Romania | RO | RA400 | Solar | GW | NECP | WEM | 2019 | 1.4 |  |  | 0 | 0
Romania | RO | RA400 | Solar | GW | NECP | WEM | 2020 | 1.4 |  |  | 0 | 0
Romania | RO | RA400 | Solar | GW | NECP | WEM | 2021 | 1.4 |  |  | 0 | 0
Romania | RO | RA400 | Solar | GW | NECP | WEM | 2022 | 1.8 |  |  | 0 | 0
Romania | RO | RA400 | Solar | GW | NECP | WEM | 2025 | 4.2 |  |  | 0 | 0
Romania | RO | RA400 | Solar | GW | NECP | WEM | 2030 | 8.2 |  |  | 1 | 0
Romania | RO | RA400 | Solar | GW | NECP | WEM | 2035 | 10.4 |  |  | 1 | 0
Romania | RO | RA400 | Solar | GW | NECP | WEM | 2040 | 12.7 |  |  | 1 | 0
Romania | RO | RA400 | Solar | GW | NECP | WEM | 2045 | 13.6 |  |  | 1 | 0
Romania | RO | RA400 | Solar | GW | NECP | WEM | 2050 | 15.8 |  |  | 1 | 0
Romania | RO | RA300 | Wind | GW | NECP | WEM | 2019 | 3 |  |  | 0 | 0
Romania | RO | RA300 | Wind | GW | NECP | WEM | 2020 | 3 |  |  | 0 | 0
Romania | RO | RA300 | Wind | GW | NECP | WEM | 2021 | 3 |  |  | 0 | 0
Romania | RO | RA300 | Wind | GW | NECP | WEM | 2022 | 3 |  |  | 0 | 0
Romania | RO | RA300 | Wind | GW | NECP | WEM | 2025 | 2.9 |  |  | 0 | 0
Romania | RO | RA300 | Wind | GW | NECP | WEM | 2030 | 5.8 |  |  | 1 | 0
Romania | RO | RA300 | Wind | GW | NECP | WEM | 2035 | 7.1 |  |  | 1 | 0
Romania | RO | RA300 | Wind | GW | NECP | WEM | 2040 | 10 |  |  | 1 | 0
Romania | RO | RA300 | Wind | GW | NECP | WEM | 2045 | 12.4 |  |  | 1 | 0
Romania | RO | RA300 | Wind | GW | NECP | WEM | 2050 | 14.7 |  |  | 1 | 0

## Slovakia
country | geo | siec | type | unit | source | scenario | year | cap | cap_min | cap_max | target | demand | problem | region
Slovakia | SK | RA310 | Wind on shore | GW | NECP | ref | 2025 | 0.025 |  |  | 0 | 0
Slovakia | SK | RA310 | Wind on shore | GW | NECP | ref | 2026 | 0.2 |  |  | 0 | 0
Slovakia | SK | RA310 | Wind on shore | GW | NECP | ref | 2027 | 0.3 |  |  | 0 | 0
Slovakia | SK | RA310 | Wind on shore | GW | NECP | ref | 2028 | 0.42 |  |  | 0 | 0
Slovakia | SK | RA310 | Wind on shore | GW | NECP | ref | 2029 | 0.53 |  |  | 0 | 0
Slovakia | SK | RA310 | Wind on shore | GW | NECP | ref | 2030 | 0.75 |  |  | 0 | 0
Slovakia | SK | RA420 | Solar Photovoltaic | GW | NECP | ref | 2025 | 1.2 |  |  | 0 | 0
Slovakia | SK | RA420 | Solar Photovoltaic | GW | NECP | ref | 2026 | 1.3 |  |  | 0 | 0
Slovakia | SK | RA420 | Solar Photovoltaic | GW | NECP | ref | 2027 | 1.4 |  |  | 0 | 0
Slovakia | SK | RA420 | Solar Photovoltaic | GW | NECP | ref | 2028 | 1.5 |  |  | 0 | 0
Slovakia | SK | RA420 | Solar Photovoltaic | GW | NECP | ref | 2029 | 1.6 |  |  | 0 | 0
Slovakia | SK | RA420 | Solar Photovoltaic | GW | NECP | ref | 2030 | 1.7 |  |  | 0 | 0

## Slovenia
country | geo | siec | type | unit | source | scenario | year | cap | cap_min | cap_max | target | demand | problem | region
Slovenia | SI | RA300 | Wind | GW | NECP | WAM | 2020 | 0.01 |  |  | 0 | 0
Slovenia | SI | RA300 | Wind | GW | NECP | WAM | 2021 | 0.022 |  |  | 0 | 0
Slovenia | SI | RA300 | Wind | GW | NECP | WAM | 2022 | 0.034 |  |  | 0 | 0
Slovenia | SI | RA300 | Wind | GW | NECP | WAM | 2023 | 0.046 |  |  | 0 | 0
Slovenia | SI | RA300 | Wind | GW | NECP | WAM | 2024 | 0.058 |  |  | 0 | 0
Slovenia | SI | RA300 | Wind | GW | NECP | WAM | 2025 | 0.07 |  |  | 0 | 0
Slovenia | SI | RA300 | Wind | GW | NECP | WAM | 2026 | 0.086 |  |  | 0 | 0
Slovenia | SI | RA300 | Wind | GW | NECP | WAM | 2027 | 0.102 |  |  | 0 | 0
Slovenia | SI | RA300 | Wind | GW | NECP | WAM | 2028 | 0.118 |  |  | 0 | 0
Slovenia | SI | RA300 | Wind | GW | NECP | WAM | 2029 | 0.134 |  |  | 0 | 0
Slovenia | SI | RA300 | Wind | GW | NECP | WAM | 2030 | 0.15 |  |  | 0 | 0
Slovenia | SI | RA300 | Wind | GW | NECP | WAM | 2035 | 0.24 |  |  | 0 | 0
Slovenia | SI | RA300 | Wind | GW | NECP | WAM | 2040 | 0.335 |  |  | 0 | 0
Slovenia | SI | RA310 | Wind on shore | GW | NECP | WAM | 2020 | 0.01 |  |  | 0 | 0
Slovenia | SI | RA310 | Wind on shore | GW | NECP | WAM | 2021 | 0.022 |  |  | 0 | 0
Slovenia | SI | RA310 | Wind on shore | GW | NECP | WAM | 2022 | 0.034 |  |  | 0 | 0
Slovenia | SI | RA310 | Wind on shore | GW | NECP | WAM | 2023 | 0.046 |  |  | 0 | 0
Slovenia | SI | RA310 | Wind on shore | GW | NECP | WAM | 2024 | 0.058 |  |  | 0 | 0
Slovenia | SI | RA310 | Wind on shore | GW | NECP | WAM | 2025 | 0.07 |  |  | 0 | 0
Slovenia | SI | RA310 | Wind on shore | GW | NECP | WAM | 2026 | 0.086 |  |  | 0 | 0
Slovenia | SI | RA310 | Wind on shore | GW | NECP | WAM | 2027 | 0.102 |  |  | 0 | 0
Slovenia | SI | RA310 | Wind on shore | GW | NECP | WAM | 2028 | 0.118 |  |  | 0 | 0
Slovenia | SI | RA310 | Wind on shore | GW | NECP | WAM | 2029 | 0.134 |  |  | 0 | 0
Slovenia | SI | RA310 | Wind on shore | GW | NECP | WAM | 2030 | 0.15 |  |  | 0 | 0
Slovenia | SI | RA310 | Wind on shore | GW | NECP | WAM | 2035 | 0.24 |  |  | 0 | 0
Slovenia | SI | RA310 | Wind on shore | GW | NECP | WAM | 2040 | 0.335 |  |  | 0 | 0
Slovenia | SI | RA400 | Solar | GW | NECP | WAM | 2020 | 0.4 |  |  | 0 | 0
Slovenia | SI | RA400 | Solar | GW | NECP | WAM | 2021 | 0.5 |  |  | 0 | 0
Slovenia | SI | RA400 | Solar | GW | NECP | WAM | 2022 | 0.6 |  |  | 0 | 0
Slovenia | SI | RA400 | Solar | GW | NECP | WAM | 2023 | 0.7 |  |  | 0 | 0
Slovenia | SI | RA400 | Solar | GW | NECP | WAM | 2024 | 0.8 |  |  | 0 | 0
Slovenia | SI | RA400 | Solar | GW | NECP | WAM | 2025 | 0.9 |  |  | 0 | 0
Slovenia | SI | RA400 | Solar | GW | NECP | WAM | 2026 | 1.05 |  |  | 0 | 0
Slovenia | SI | RA400 | Solar | GW | NECP | WAM | 2027 | 1.2 |  |  | 0 | 0
Slovenia | SI | RA400 | Solar | GW | NECP | WAM | 2028 | 1.35 |  |  | 0 | 0
Slovenia | SI | RA400 | Solar | GW | NECP | WAM | 2029 | 1.5 |  |  | 0 | 0
Slovenia | SI | RA400 | Solar | GW | NECP | WAM | 2030 | 1.65 |  |  | 0 | 0
Slovenia | SI | RA400 | Solar | GW | NECP | WAM | 2035 | 2.95 |  |  | 0 | 0
Slovenia | SI | RA400 | Solar | GW | NECP | WAM | 2040 | 4.45 |  |  | 0 | 0
Slovenia | SI | RA300 | Wind | GWh | NECP | WEM | 2017 | 6.3 |  |  | 0 | 0
Slovenia | SI | RA300 | Wind | GWh | NECP | WEM | 2020 | 6 |  |  | 0 | 0
Slovenia | SI | RA300 | Wind | GWh | NECP | WEM | 2025 | 10 |  |  | 0 | 0
Slovenia | SI | RA300 | Wind | GWh | NECP | WEM | 2030 | 15 |  |  | 0 | 0
Slovenia | SI | RA300 | Wind | GWh | NECP | WEM | 2035 | 23 |  |  | 0 | 0
Slovenia | SI | RA300 | Wind | GWh | NECP | WEM | 2040 | 32 |  |  | 0 | 0
Slovenia | SI | RA310 | Wind on shore | GWh | NECP | WEM | 2017 | 6.3 |  |  | 0 | 0
Slovenia | SI | RA310 | Wind on shore | GWh | NECP | WEM | 2020 | 6 |  |  | 0 | 0
Slovenia | SI | RA310 | Wind on shore | GWh | NECP | WEM | 2025 | 10 |  |  | 0 | 0
Slovenia | SI | RA310 | Wind on shore | GWh | NECP | WEM | 2030 | 15 |  |  | 0 | 0
Slovenia | SI | RA310 | Wind on shore | GWh | NECP | WEM | 2035 | 23 |  |  | 0 | 0
Slovenia | SI | RA310 | Wind on shore | GWh | NECP | WEM | 2040 | 32 |  |  | 0 | 0
Slovenia | SI | RA300 | Wind | GWh | NECP | WAM | 2017 | 6.3 |  |  | 0 | 0
Slovenia | SI | RA300 | Wind | GWh | NECP | WAM | 2020 | 13 |  |  | 0 | 0
Slovenia | SI | RA300 | Wind | GWh | NECP | WAM | 2025 | 112 |  |  | 0 | 0
Slovenia | SI | RA300 | Wind | GWh | NECP | WAM | 2030 | 248 |  |  | 0 | 0
Slovenia | SI | RA300 | Wind | GWh | NECP | WAM | 2035 | 405 |  |  | 0 | 0
Slovenia | SI | RA300 | Wind | GWh | NECP | WAM | 2040 | 577 |  |  | 0 | 0
Slovenia | SI | RA310 | Wind on shore | GWh | NECP | WAM | 2017 | 6.3 |  |  | 0 | 0
Slovenia | SI | RA310 | Wind on shore | GWh | NECP | WAM | 2020 | 13 |  |  | 0 | 0
Slovenia | SI | RA310 | Wind on shore | GWh | NECP | WAM | 2025 | 112 |  |  | 0 | 0
Slovenia | SI | RA310 | Wind on shore | GWh | NECP | WAM | 2030 | 248 |  |  | 0 | 0
Slovenia | SI | RA310 | Wind on shore | GWh | NECP | WAM | 2035 | 405 |  |  | 0 | 0
Slovenia | SI | RA310 | Wind on shore | GWh | NECP | WAM | 2040 | 577 |  |  | 0 | 0
Slovenia | SI | RA400 | Solar | GWh | NECP | WEM | 2017 | 284 |  |  | 0 | 0
Slovenia | SI | RA400 | Solar | GWh | NECP | WEM | 2020 | 306 |  |  | 0 | 0
Slovenia | SI | RA400 | Solar | GWh | NECP | WEM | 2025 | 427 |  |  | 0 | 0
Slovenia | SI | RA400 | Solar | GWh | NECP | WEM | 2030 | 556 |  |  | 0 | 0
Slovenia | SI | RA400 | Solar | GWh | NECP | WEM | 2035 | 724 |  |  | 0 | 0
Slovenia | SI | RA400 | Solar | GWh | NECP | WEM | 2040 | 904 |  |  | 0 | 0
Slovenia | SI | RA400 | Solar | GWh | NECP | WAM | 2017 | 284 |  |  | 0 | 0
Slovenia | SI | RA400 | Solar | GWh | NECP | WAM | 2020 | 420 |  |  | 0 | 0
Slovenia | SI | RA400 | Solar | GWh | NECP | WAM | 2025 | 981 |  |  | 0 | 0
Slovenia | SI | RA400 | Solar | GWh | NECP | WAM | 2030 | 1866 |  |  | 0 | 0
Slovenia | SI | RA400 | Solar | GWh | NECP | WAM | 2035 | 3404 |  |  | 0 | 0
Slovenia | SI | RA400 | Solar | GWh | NECP | WAM | 2040 | 5361 |  |  | 0 | 0
Slovenia | SI | RA300 | Wind | GW | NECP | WEM | 2020 | 0.008 |  |  | 0 | 0
Slovenia | SI | RA300 | Wind | GW | NECP | WEM | 2025 | 0.009 |  |  | 0 | 0
Slovenia | SI | RA300 | Wind | GW | NECP | WEM | 2030 | 0.01 |  |  | 0 | 0
Slovenia | SI | RA300 | Wind | GW | NECP | WEM | 2035 | 0.015 |  |  | 0 | 0
Slovenia | SI | RA300 | Wind | GW | NECP | WEM | 2040 | 0.02 |  |  | 0 | 0
Slovenia | SI | RA310 | Wind on shore | GW | NECP | WEM | 2020 | 0.008 |  |  | 0 | 0
Slovenia | SI | RA310 | Wind on shore | GW | NECP | WEM | 2025 | 0.009 |  |  | 0 | 0
Slovenia | SI | RA310 | Wind on shore | GW | NECP | WEM | 2030 | 0.01 |  |  | 0 | 0
Slovenia | SI | RA310 | Wind on shore | GW | NECP | WEM | 2035 | 0.015 |  |  | 0 | 0
Slovenia | SI | RA310 | Wind on shore | GW | NECP | WEM | 2040 | 0.02 |  |  | 0 | 0
Slovenia | SI | RA400 | Solar | GW | NECP | WEM | 2020 | 0.3 |  |  | 0 | 0
Slovenia | SI | RA400 | Solar | GW | NECP | WEM | 2025 | 0.4 |  |  | 0 | 0
Slovenia | SI | RA400 | Solar | GW | NECP | WEM | 2030 | 0.492 |  |  | 0 | 0
Slovenia | SI | RA400 | Solar | GW | NECP | WEM | 2035 | 0.61 |  |  | 0 | 0
Slovenia | SI | RA400 | Solar | GW | NECP | WEM | 2040 | 0.73 |  |  | 0 | 0
Slovenia | SI | EM000 | Emission reduction | CN | NECP | target | 2050 | 0 |  |  | 1 | 0
Slovenia | SI | EM2005 | Emission reduction 2005 | Percent | NECP | target | 2030 | 28 |  |  | 1 | 0
Slovenia | SI | REC000 | Gross final energy consumption - renewables | Percent | NECP | target | 2030 | 33 |  |  | 1 | 0
Slovenia | SI | E7100 | Electricity - renewable | Percent | NECP | target | 2030 | 55 |  |  | 1 | 0
Slovenia | SI | ED020 | Final energy consumption | ktoe | NECP | obs | 2022 | 4775 |  |  | 0 | 1
Slovenia | SI | ED020 | Final energy consumption | ktoe | NECP | WEM | 2025 | 4972 |  |  | 0 | 1
Slovenia | SI | ED020 | Final energy consumption | ktoe | NECP | WEM | 2030 | 5070 |  |  | 0 | 1
Slovenia | SI | ED020 | Final energy consumption | ktoe | NECP | WEM | 2040 | 4798 |  |  | 0 | 1
Slovenia | SI | ED020 | Final energy consumption | ktoe | NECP | WAM | 2025 | 4859 |  |  | 0 | 1
Slovenia | SI | ED020 | Final energy consumption | ktoe | NECP | WAM | 2030 | 4436 |  |  | 0 | 1
Slovenia | SI | ED020 | Final energy consumption | ktoe | NECP | WAM | 2040 | 3770 |  |  | 0 | 1
Slovenia | SI | ED100 | Energy demand - households | ktoe | NECP | obs | 2022 | 1046 |  |  | 0 | 1
Slovenia | SI | ED100 | Energy demand - households | ktoe | NECP | WEM | 2025 | 967 |  |  | 0 | 1
Slovenia | SI | ED100 | Energy demand - households | ktoe | NECP | WEM | 2030 | 876 |  |  | 0 | 1
Slovenia | SI | ED100 | Energy demand - households | ktoe | NECP | WEM | 2040 | 767 |  |  | 0 | 1
Slovenia | SI | ED100 | Energy demand - households | ktoe | NECP | WAM | 2025 | 957 |  |  | 0 | 1
Slovenia | SI | ED100 | Energy demand - households | ktoe | NECP | WAM | 2030 | 859 |  |  | 0 | 1
Slovenia | SI | ED100 | Energy demand - households | ktoe | NECP | WAM | 2040 | 746 |  |  | 0 | 1
Slovenia | SI | ED200 | Energy demand - transportation | ktoe | NECP | obs | 2022 | 1975 |  |  | 0 | 1
Slovenia | SI | ED200 | Energy demand - transportation | ktoe | NECP | WEM | 2025 | 2091 |  |  | 0 | 1
Slovenia | SI | ED200 | Energy demand - transportation | ktoe | NECP | WEM | 2030 | 2196 |  |  | 0 | 1
Slovenia | SI | ED200 | Energy demand - transportation | ktoe | NECP | WEM | 2040 | 1906 |  |  | 0 | 1
Slovenia | SI | ED200 | Energy demand - transportation | ktoe | NECP | WAM | 2025 | 2049 |  |  | 0 | 1
Slovenia | SI | ED200 | Energy demand - transportation | ktoe | NECP | WAM | 2030 | 1694 |  |  | 0 | 1
Slovenia | SI | ED200 | Energy demand - transportation | ktoe | NECP | WAM | 2040 | 1133 |  |  | 0 | 1
Slovenia | SI | ED300 | Energy demand - industry | ktoe | NECP | obs | 2022 | 1180 |  |  | 0 | 1
Slovenia | SI | ED300 | Energy demand - industry | ktoe | NECP | WEM | 2025 | 1344 |  |  | 0 | 1
Slovenia | SI | ED300 | Energy demand - industry | ktoe | NECP | WEM | 2030 | 1427 |  |  | 0 | 1
Slovenia | SI | ED300 | Energy demand - industry | ktoe | NECP | WEM | 2040 | 1537 |  |  | 0 | 1
Slovenia | SI | ED300 | Energy demand - industry | ktoe | NECP | WAM | 2025 | 1300 |  |  | 0 | 1
Slovenia | SI | ED300 | Energy demand - industry | ktoe | NECP | WAM | 2030 | 1344 |  |  | 0 | 1
Slovenia | SI | ED300 | Energy demand - industry | ktoe | NECP | WAM | 2040 | 1373 |  |  | 0 | 1
Slovenia | SI | ED450 | Energy demand - services and agriculture | ktoe | NECP | obs | 2022 | 574 |  |  | 0 | 1
Slovenia | SI | ED450 | Energy demand - services and agriculture | ktoe | NECP | WEM | 2025 | 569 |  |  | 0 | 1
Slovenia | SI | ED450 | Energy demand - services and agriculture | ktoe | NECP | WEM | 2030 | 572 |  |  | 0 | 1
Slovenia | SI | ED450 | Energy demand - services and agriculture | ktoe | NECP | WEM | 2040 | 589 |  |  | 0 | 1
Slovenia | SI | ED450 | Energy demand - services and agriculture | ktoe | NECP | WAM | 2025 | 553 |  |  | 0 | 1
Slovenia | SI | ED450 | Energy demand - services and agriculture | ktoe | NECP | WAM | 2030 | 539 |  |  | 0 | 1
Slovenia | SI | ED450 | Energy demand - services and agriculture | ktoe | NECP | WAM | 2040 | 518 |  |  | 0 | 1
Slovenia | SI | EL000 | Electricity demand | ktoe | NECP | obs | 2022 | 1122 |  |  | 0 | 1
Slovenia | SI | EL000 | Electricity demand | ktoe | NECP | WEM | 2025 | 1148 |  |  | 0 | 1
Slovenia | SI | EL000 | Electricity demand | ktoe | NECP | WEM | 2030 | 1246 |  |  | 0 | 1
Slovenia | SI | EL000 | Electricity demand | ktoe | NECP | WEM | 2040 | 1589 |  |  | 0 | 1
Slovenia | SI | EL000 | Electricity demand | ktoe | NECP | WAM | 2025 | 1156 |  |  | 0 | 1
Slovenia | SI | EL000 | Electricity demand | ktoe | NECP | WAM | 2030 | 1266 |  |  | 0 | 1
Slovenia | SI | EL000 | Electricity demand | ktoe | NECP | WAM | 2040 | 1623 |  |  | 0 | 1
Slovenia | SI | EL100 | Electricity demand - households | ktoe | NECP | obs | 2022 | 321 |  |  | 0 | 1
Slovenia | SI | EL100 | Electricity demand - households | ktoe | NECP | WEM | 2025 | 319 |  |  | 0 | 1
Slovenia | SI | EL100 | Electricity demand - households | ktoe | NECP | WEM | 2030 | 334 |  |  | 0 | 1
Slovenia | SI | EL100 | Electricity demand - households | ktoe | NECP | WEM | 2040 | 358 |  |  | 0 | 1
Slovenia | SI | EL100 | Electricity demand - households | ktoe | NECP | WAM | 2025 | 318 |  |  | 0 | 1
Slovenia | SI | EL100 | Electricity demand - households | ktoe | NECP | WAM | 2030 | 332 |  |  | 0 | 1
Slovenia | SI | EL100 | Electricity demand - households | ktoe | NECP | WAM | 2040 | 354 |  |  | 0 | 1
Slovenia | SI | EL200 | Electricity demand - transportation | ktoe | NECP | obs | 2022 | 24 |  |  | 0 | 1
Slovenia | SI | EL200 | Electricity demand - transportation | ktoe | NECP | WEM | 2025 | 30 |  |  | 0 | 1
Slovenia | SI | EL200 | Electricity demand - transportation | ktoe | NECP | WEM | 2030 | 60 |  |  | 0 | 1
Slovenia | SI | EL200 | Electricity demand - transportation | ktoe | NECP | WEM | 2040 | 281 |  |  | 0 | 1
Slovenia | SI | EL200 | Electricity demand - transportation | ktoe | NECP | WAM | 2025 | 32 |  |  | 0 | 1
Slovenia | SI | EL200 | Electricity demand - transportation | ktoe | NECP | WAM | 2030 | 75 |  |  | 0 | 1
Slovenia | SI | EL200 | Electricity demand - transportation | ktoe | NECP | WAM | 2040 | 302 |  |  | 0 | 1
Slovenia | SI | EL300 | Electricity demand - industry | ktoe | NECP | obs | 2022 | 473 |  |  | 0 | 1
Slovenia | SI | EL300 | Electricity demand - industry | ktoe | NECP | WEM | 2025 | 511 |  |  | 0 | 1
Slovenia | SI | EL300 | Electricity demand - industry | ktoe | NECP | WEM | 2030 | 550 |  |  | 0 | 1
Slovenia | SI | EL300 | Electricity demand - industry | ktoe | NECP | WEM | 2040 | 607 |  |  | 0 | 1
Slovenia | SI | EL300 | Electricity demand - industry | ktoe | NECP | WAM | 2025 | 532 |  |  | 0 | 1
Slovenia | SI | EL300 | Electricity demand - industry | ktoe | NECP | WAM | 2030 | 583 |  |  | 0 | 1
Slovenia | SI | EL300 | Electricity demand - industry | ktoe | NECP | WAM | 2040 | 680 |  |  | 0 | 1
Slovenia | SI | EL450 | Electricity demand - services and agriculture | ktoe | NECP | obs | 2022 | 304 |  |  | 0 | 1
Slovenia | SI | EL450 | Electricity demand - services and agriculture | ktoe | NECP | WEM | 2025 | 288 |  |  | 0 | 1
Slovenia | SI | EL450 | Electricity demand - services and agriculture | ktoe | NECP | WEM | 2030 | 302 |  |  | 0 | 1
Slovenia | SI | EL450 | Electricity demand - services and agriculture | ktoe | NECP | WEM | 2040 | 342 |  |  | 0 | 1
Slovenia | SI | EL450 | Electricity demand - services and agriculture | ktoe | NECP | WAM | 2025 | 275 |  |  | 0 | 1
Slovenia | SI | EL450 | Electricity demand - services and agriculture | ktoe | NECP | WAM | 2030 | 276 |  |  | 0 | 1
Slovenia | SI | EL450 | Electricity demand - services and agriculture | ktoe | NECP | WAM | 2040 | 287 |  |  | 0 | 1
Slovenia | SI | GHYD | Hydrogen of carbon free origin | GW | NECP | WAM | 2025 | 0.005 |  |  | 0 | 1
Slovenia | SI | GHYD | Hydrogen of carbon free origin | GW | NECP | WAM | 2030 | 0.1 |  |  | 0 | 1
Slovenia | SI | GHYD | Hydrogen of carbon free origin | GW | NECP | WAM | 2035 | 0.3 |  |  | 0 | 1
Slovenia | SI | GHYD | Hydrogen of carbon free origin | GW | NECP | WAM | 2040 | 0.4 |  |  | 0 | 1
Slovenia | SI | GHYD | Hydrogen of carbon free origin | GW | NECP | WAM | 2045 | 0.5 |  |  | 0 | 1
Slovenia | SI | GHYD | Hydrogen of carbon free origin | GW | NECP | WAM | 2050 | 0.66 |  |  | 0 | 1
Slovenia | SI | GHYD | Hydrogen of carbon free origin | GWh | NECP | WAM | 2025 | 5 |  |  | 0 | 1
Slovenia | SI | GHYD | Hydrogen of carbon free origin | GWh | NECP | WAM | 2030 | 236 |  |  | 0 | 1
Slovenia | SI | GHYD | Hydrogen of carbon free origin | GWh | NECP | WAM | 2035 | 502 |  |  | 0 | 1
Slovenia | SI | GHYD | Hydrogen of carbon free origin | GWh | NECP | WAM | 2040 | 813 |  |  | 0 | 1
Slovenia | SI | GHYD | Hydrogen of carbon free origin | GWh | NECP | WAM | 2045 | 1897 |  |  | 0 | 1
Slovenia | SI | GHYD | Hydrogen of carbon free origin | GWh | NECP | WAM | 2050 | 2464 |  |  | 0 | 1
Slovenia | SI | RHYD | Hydrogen of renewable origin | GWh | NECP | S1 | 2025 | 5 |  |  | 0 | 1
Slovenia | SI | RHYD | Hydrogen of renewable origin | GWh | NECP | S1 | 2030 | 61 |  |  | 0 | 1
Slovenia | SI | RHYD | Hydrogen of renewable origin | GWh | NECP | S1 | 2035 | 495 |  |  | 0 | 1
Slovenia | SI | RHYD | Hydrogen of renewable origin | GWh | NECP | S1 | 2040 | 813 |  |  | 0 | 1
Slovenia | SI | RHYD | Hydrogen of renewable origin | GWh | NECP | S1 | 2045 | 1897 |  |  | 0 | 1
Slovenia | SI | RHYD | Hydrogen of renewable origin | GWh | NECP | S1 | 2050 | 2465 |  |  | 0 | 1
Slovenia | SI | RHYD | Hydrogen of renewable origin | GWh | NECP | S2 | 2025 | 5 |  |  | 0 | 1
Slovenia | SI | RHYD | Hydrogen of renewable origin | GWh | NECP | S2 | 2030 | 61 |  |  | 0 | 1
Slovenia | SI | RHYD | Hydrogen of renewable origin | GWh | NECP | S2 | 2035 | 431 |  |  | 0 | 1
Slovenia | SI | RHYD | Hydrogen of renewable origin | GWh | NECP | S2 | 2040 | 732 |  |  | 0 | 1
Slovenia | SI | RHYD | Hydrogen of renewable origin | GWh | NECP | S2 | 2045 | 548 |  |  | 0 | 1
Slovenia | SI | RHYD | Hydrogen of renewable origin | GWh | NECP | S2 | 2050 | 509 |  |  | 0 | 1
Slovenia | SI | NHYD | Hydrogen of nuclear origin | GWh | NECP | S1 | 2025 | 0 |  |  | 0 | 1
Slovenia | SI | NHYD | Hydrogen of nuclear origin | GWh | NECP | S1 | 2030 | 175 |  |  | 0 | 1
Slovenia | SI | NHYD | Hydrogen of nuclear origin | GWh | NECP | S1 | 2035 | 7 |  |  | 0 | 1
Slovenia | SI | NHYD | Hydrogen of nuclear origin | GWh | NECP | S1 | 2040 | 0 |  |  | 0 | 1
Slovenia | SI | NHYD | Hydrogen of nuclear origin | GWh | NECP | S1 | 2045 | 0 |  |  | 0 | 1
Slovenia | SI | NHYD | Hydrogen of nuclear origin | GWh | NECP | S1 | 2050 | 0 |  |  | 0 | 1
Slovenia | SI | NHYD | Hydrogen of nuclear origin | GWh | NECP | S2 | 2025 | 0 |  |  | 0 | 1
Slovenia | SI | NHYD | Hydrogen of nuclear origin | GWh | NECP | S2 | 2030 | 175 |  |  | 0 | 1
Slovenia | SI | NHYD | Hydrogen of nuclear origin | GWh | NECP | S2 | 2035 | 71 |  |  | 0 | 1
Slovenia | SI | NHYD | Hydrogen of nuclear origin | GWh | NECP | S2 | 2040 | 81 |  |  | 0 | 1
Slovenia | SI | NHYD | Hydrogen of nuclear origin | GWh | NECP | S2 | 2045 | 1349 |  |  | 0 | 1
Slovenia | SI | NHYD | Hydrogen of nuclear origin | GWh | NECP | S2 | 2050 | 1956 |  |  | 0 | 1
Slovenia | SI | HYD | Hydrogen | GWh | NECP | ENTSOG/ENTSO-E | 2030 | 1157 |  |  | 0 | 1
Slovenia | SI | ED010 | Primary energy consumption | ktoe | NECP | MA | 2021 | 6377 |  |  | 0 | 0
Slovenia | SI | ED010 | Primary energy consumption | ktoe | NECP | MA | 2030 | 6709 |  |  | 0 | 0
Slovenia | SI | ED010 | Primary energy consumption | ktoe | NECP | MA | 2040 | 6117 |  |  | 0 | 0
Slovenia | SI | ED010 | Primary energy consumption | ktoe | NECP | DU-OVE | 2030 | 6097 |  |  | 0 | 0
Slovenia | SI | ED010 | Primary energy consumption | ktoe | NECP | DU-OVE | 2040 | 5313 |  |  | 0 | 0
Slovenia | SI | ED010 | Primary energy consumption | ktoe | NECP | DU-JE | 2030 | 6097 |  |  | 0 | 0
Slovenia | SI | ED010 | Primary energy consumption | ktoe | NECP | DU-JE | 2040 | 6769 |  |  | 0 | 0
Slovenia | SI | ED020 | Final energy consumption | ktoe | NECP | MA | 2021 | 4775 |  |  | 0 | 0
Slovenia | SI | ED020 | Final energy consumption | ktoe | NECP | MA | 2030 | 5070 |  |  | 0 | 0
Slovenia | SI | ED020 | Final energy consumption | ktoe | NECP | MA | 2040 | 4798 |  |  | 0 | 0
Slovenia | SI | ED020 | Final energy consumption | ktoe | NECP | DU-OVE | 2030 | 4436 |  |  | 0 | 0
Slovenia | SI | ED020 | Final energy consumption | ktoe | NECP | DU-OVE | 2040 | 3770 |  |  | 0 | 0
Slovenia | SI | ED020 | Final energy consumption | ktoe | NECP | DU-JE | 2030 | 4436 |  |  | 0 | 0
Slovenia | SI | ED020 | Final energy consumption | ktoe | NECP | DU-JE | 2040 | 3770 |  |  | 0 | 0
Slovenia | SI | EP180 | Energy production - renewable and waste | ktoe | NECP | MA | 2021 | 1095 |  |  | 0 | 0
Slovenia | SI | EP180 | Energy production - renewable and waste | ktoe | NECP | MA | 2030 | 1374 |  |  | 0 | 0
Slovenia | SI | EP180 | Energy production - renewable and waste | ktoe | NECP | MA | 2040 | 1355 |  |  | 0 | 0
Slovenia | SI | EP200 | Energy production - nuclear | ktoe | NECP | MA | 2021 | 1461 |  |  | 0 | 0
Slovenia | SI | EP200 | Energy production - nuclear | ktoe | NECP | MA | 2030 | 1446 |  |  | 0 | 0
Slovenia | SI | EP200 | Energy production - nuclear | ktoe | NECP | MA | 2040 | 1445 |  |  | 0 | 0
Slovenia | SI | EP180 | Energy production - renewable and waste | ktoe | NECP | DU-OVE | 2021 | 1095 |  |  | 0 | 0
Slovenia | SI | EP180 | Energy production - renewable and waste | ktoe | NECP | DU-OVE | 2030 | 1792 |  |  | 0 | 0
Slovenia | SI | EP180 | Energy production - renewable and waste | ktoe | NECP | DU-OVE | 2040 | 2412 |  |  | 0 | 0
Slovenia | SI | EP200 | Energy production - nuclear | ktoe | NECP | DU-OVE | 2021 | 1461 |  |  | 0 | 0
Slovenia | SI | EP200 | Energy production - nuclear | ktoe | NECP | DU-OVE | 2030 | 1447 |  |  | 0 | 0
Slovenia | SI | EP200 | Energy production - nuclear | ktoe | NECP | DU-OVE | 2040 | 1445 |  |  | 0 | 0
Slovenia | SI | EP180 | Energy production - renewable and waste | ktoe | NECP | DU-JE | 2021 | 1095 |  |  | 0 | 0
Slovenia | SI | EP180 | Energy production - renewable and waste | ktoe | NECP | DU-JE | 2030 | 1792 |  |  | 0 | 0
Slovenia | SI | EP180 | Energy production - renewable and waste | ktoe | NECP | DU-JE | 2040 | 2295 |  |  | 0 | 0
Slovenia | SI | EP200 | Energy production - nuclear | ktoe | NECP | DU-JE | 2021 | 1461 |  |  | 0 | 0
Slovenia | SI | EP200 | Energy production - nuclear | ktoe | NECP | DU-JE | 2030 | 1447 |  |  | 0 | 0
Slovenia | SI | EP200 | Energy production - nuclear | ktoe | NECP | DU-JE | 2040 | 3552 |  |  | 0 | 0
Note on G41: Henning Åsheim: EM = Existing measures
Note on G47: Henning Åsheim: EM = Existing measures
Note on G53: Henning Åsheim: EM = Existing measures
Note on G59: Henning Åsheim: EM = Existing measures
Note on G65: Henning Åsheim: EM = Existing measures
Note on G71: Henning Åsheim: EM = Existing measures

## Spain
country | geo | siec | type | unit | source | scenario | year | cap | cap_min | cap_max | target | demand | problem | region
Spain | ES | RA300 | Wind | GW | NECP | N/A | 2019 | 25.583 |  |  | 0 | 0 |  | Iberia
Spain | ES | RA300 | Wind | GW | NECP | N/A | 2020 | 26.754 |  |  | 0 | 0 |  | Iberia
Spain | ES | RA300 | Wind | GW | NECP | N/A | 2025 | 36.149 |  |  | 0 | 0 |  | Iberia
Spain | ES | RA300 | Wind | GW | NECP | N/A | 2030 | 62.054 |  |  | 1 | 0 |  | Iberia
Spain | ES | RA420 | Solar photovoltaic | GW | NECP | N/A | 2019 | 8.306 |  |  | 0 | 0 |  | Iberia
Spain | ES | RA420 | Solar photovoltaic | GW | NECP | N/A | 2020 | 11.004 |  |  | 0 | 0 |  | Iberia
Spain | ES | RA420 | Solar photovoltaic | GW | NECP | N/A | 2025 | 46.501 |  |  | 0 | 0 |  | Iberia
Spain | ES | RA420 | Solar photovoltaic | GW | NECP | N/A | 2030 | 76.277 |  |  | 1 | 0 |  | Iberia
Spain | ES | RA410 | Solar thermoelectric | GW | NECP | N/A | 2019 | 2.3 |  |  | 0 | 0 |  | Iberia
Spain | ES | RA410 | Solar thermoelectric | GW | NECP | N/A | 2020 | 2.3 |  |  | 0 | 0 |  | Iberia
Spain | ES | RA410 | Solar thermoelectric | GW | NECP | N/A | 2025 | 2.304 |  |  | 0 | 0 |  | Iberia
Spain | ES | RA410 | Solar thermoelectric | GW | NECP | N/A | 2030 | 4.804 |  |  | 1 | 0 |  | Iberia
Spain | ES | RA400 | Solar | GW | NECP | N/A | 2019 | 10.606 |  |  | 0 | 0 |  | Iberia
Spain | ES | RA400 | Solar | GW | NECP | N/A | 2020 | 13.304 |  |  | 0 | 0 |  | Iberia
Spain | ES | RA400 | Solar | GW | NECP | N/A | 2025 | 48.805 |  |  | 0 | 0 |  | Iberia
Spain | ES | RA400 | Solar | GW | NECP | N/A | 2030 | 81.081 |  |  | 1 | 0 |  | Iberia

## Sweden
country | geo | siec | type | unit | source | scenario | year | cap | cap_min | cap_max | target | demand | problem | region
Sweden | SE | TOTAL | Total | GW | NECP | est | 2021 | 41 |  |  | 0 | 0 |  | Nordics
Sweden | SE | TOTAL | Total | GW | NECP | est | 2030 | 67 |  |  | 0 | 0 |  | Nordics
Sweden | SE | RA300 | Wind | GW | NECP | est | 2030 | 24 |  |  | 0 | 0 |  | Nordics
Sweden | SE | RA400 | Solar | GW | NECP | est | 2030 | 9 |  |  | 0 | 0 |  | Nordics
Sweden | SE | RA300 | Wind | TWh | NN2050 | LM | 2030 | 67.57 |  |  | 0 | 0 |  | Nordics
Sweden | SE | RA300 | Wind | TWh | NN2050 | LM | 2035 | 76.89 |  |  | 0 | 0 |  | Nordics
Sweden | SE | RA300 | Wind | TWh | NN2050 | LM | 2040 | 83.88 |  |  | 0 | 0 |  | Nordics
Sweden | SE | RA300 | Wind | TWh | NN2050 | LM | 2045 | 96.7 |  |  | 0 | 0 |  | Nordics
Sweden | SE | RA300 | Wind | TWh | NN2050 | LM | 2050 | 107.18 |  |  | 0 | 0 |  | Nordics
Sweden | SE | RA300 | Wind | TWh | NN2050 | LM | 2055 | 107.18 |  |  | 0 | 0 |  | Nordics
Sweden | SE | RA300 | Wind | TWh | NN2050 | LM | 2060 | 111.84 |  |  | 0 | 0 |  | Nordics
Sweden | SE | RA310 | Wind on shore | TWh | NN2050 | LM | 2030 | 65.24 |  |  | 0 | 0 |  | Nordics
Sweden | SE | RA310 | Wind on shore | TWh | NN2050 | LM | 2035 | 74.56 |  |  | 0 | 0 |  | Nordics
Sweden | SE | RA310 | Wind on shore | TWh | NN2050 | LM | 2040 | 79.22 |  |  | 0 | 0 |  | Nordics
Sweden | SE | RA310 | Wind on shore | TWh | NN2050 | LM | 2045 | 81.55 |  |  | 0 | 0 |  | Nordics
Sweden | SE | RA310 | Wind on shore | TWh | NN2050 | LM | 2050 | 81.55 |  |  | 0 | 0 |  | Nordics
Sweden | SE | RA310 | Wind on shore | TWh | NN2050 | LM | 2055 | 81.55 |  |  | 0 | 0 |  | Nordics
Sweden | SE | RA310 | Wind on shore | TWh | NN2050 | LM | 2060 | 81.55 |  |  | 0 | 0 |  | Nordics
Sweden | SE | RA320 | Wind off shore | TWh | NN2050 | LM | 2030 | 2.33 |  |  | 0 | 0 |  | Nordics
Sweden | SE | RA320 | Wind off shore | TWh | NN2050 | LM | 2035 | 2.33 |  |  | 0 | 0 |  | Nordics
Sweden | SE | RA320 | Wind off shore | TWh | NN2050 | LM | 2040 | 4.66 |  |  | 0 | 0 |  | Nordics
Sweden | SE | RA320 | Wind off shore | TWh | NN2050 | LM | 2045 | 15.15 |  |  | 0 | 0 |  | Nordics
Sweden | SE | RA320 | Wind off shore | TWh | NN2050 | LM | 2050 | 25.63 |  |  | 0 | 0 |  | Nordics
Sweden | SE | RA320 | Wind off shore | TWh | NN2050 | LM | 2055 | 25.63 |  |  | 0 | 0 |  | Nordics
Sweden | SE | RA320 | Wind off shore | TWh | NN2050 | LM | 2060 | 30.29 |  |  | 0 | 0 |  | Nordics
Sweden | SE | RA300 | Wind | TWh | NN2050 | GM | 2030 | 82.715 |  |  | 0 | 0 |  | Nordics
Sweden | SE | RA300 | Wind | TWh | NN2050 | GM | 2035 | 104.85 |  |  | 0 | 0 |  | Nordics
Sweden | SE | RA300 | Wind | TWh | NN2050 | GM | 2040 | 129.315 |  |  | 0 | 0 |  | Nordics
Sweden | SE | RA300 | Wind | TWh | NN2050 | GM | 2045 | 161.935 |  |  | 0 | 0 |  | Nordics
Sweden | SE | RA300 | Wind | TWh | NN2050 | GM | 2050 | 178.245 |  |  | 0 | 0 |  | Nordics
Sweden | SE | RA300 | Wind | TWh | NN2050 | GM | 2055 | 179.41 |  |  | 0 | 0 |  | Nordics
Sweden | SE | RA300 | Wind | TWh | NN2050 | GM | 2060 | 179.41 |  |  | 0 | 0 |  | Nordics
Sweden | SE | RA310 | Wind on shore | TWh | NN2050 | GM | 2030 | 80.385 |  |  | 0 | 0 |  | Nordics
Sweden | SE | RA310 | Wind on shore | TWh | NN2050 | GM | 2035 | 100.19 |  |  | 0 | 0 |  | Nordics
Sweden | SE | RA310 | Wind on shore | TWh | NN2050 | GM | 2040 | 107.18 |  |  | 0 | 0 |  | Nordics
Sweden | SE | RA310 | Wind on shore | TWh | NN2050 | GM | 2045 | 116.5 |  |  | 0 | 0 |  | Nordics
Sweden | SE | RA310 | Wind on shore | TWh | NN2050 | GM | 2050 | 116.5 |  |  | 0 | 0 |  | Nordics
Sweden | SE | RA310 | Wind on shore | TWh | NN2050 | GM | 2055 | 116.5 |  |  | 0 | 0 |  | Nordics
Sweden | SE | RA310 | Wind on shore | TWh | NN2050 | GM | 2060 | 116.5 |  |  | 0 | 0 |  | Nordics
Sweden | SE | RA320 | Wind off shore | TWh | NN2050 | GM | 2030 | 2.33 |  |  | 0 | 0 |  | Nordics
Sweden | SE | RA320 | Wind off shore | TWh | NN2050 | GM | 2035 | 4.66 |  |  | 0 | 0 |  | Nordics
Sweden | SE | RA320 | Wind off shore | TWh | NN2050 | GM | 2040 | 22.135 |  |  | 0 | 0 |  | Nordics
Sweden | SE | RA320 | Wind off shore | TWh | NN2050 | GM | 2045 | 45.435 |  |  | 0 | 0 |  | Nordics
Sweden | SE | RA320 | Wind off shore | TWh | NN2050 | GM | 2050 | 61.745 |  |  | 0 | 0 |  | Nordics
Sweden | SE | RA320 | Wind off shore | TWh | NN2050 | GM | 2055 | 62.91 |  |  | 0 | 0 |  | Nordics
Sweden | SE | RA320 | Wind off shore | TWh | NN2050 | GM | 2060 | 62.91 |  |  | 0 | 0 |  | Nordics
Sweden | SE | RA300 | Wind | TWh | NN2050 | RF | 2030 | 73.395 |  |  | 0 | 0 |  | Nordics
Sweden | SE | RA300 | Wind | TWh | NN2050 | RF | 2035 | 93.2 |  |  | 0 | 0 |  | Nordics
Sweden | SE | RA300 | Wind | TWh | NN2050 | RF | 2040 | 110.675 |  |  | 0 | 0 |  | Nordics
Sweden | SE | RA300 | Wind | TWh | NN2050 | RF | 2045 | 118.83 |  |  | 0 | 0 |  | Nordics
Sweden | SE | RA300 | Wind | TWh | NN2050 | RF | 2050 | 119.995 |  |  | 0 | 0 |  | Nordics
Sweden | SE | RA300 | Wind | TWh | NN2050 | RF | 2055 | 125.82 |  |  | 0 | 0 |  | Nordics
Sweden | SE | RA300 | Wind | TWh | NN2050 | RF | 2060 | 126.985 |  |  | 0 | 0 |  | Nordics
Sweden | SE | RA310 | Wind on shore | TWh | NN2050 | RF | 2030 | 71.065 |  |  | 0 | 0 |  | Nordics
Sweden | SE | RA310 | Wind on shore | TWh | NN2050 | RF | 2035 | 90.87 |  |  | 0 | 0 |  | Nordics
Sweden | SE | RA310 | Wind on shore | TWh | NN2050 | RF | 2040 | 110.675 |  |  | 0 | 0 |  | Nordics
Sweden | SE | RA310 | Wind on shore | TWh | NN2050 | RF | 2045 | 118.83 |  |  | 0 | 0 |  | Nordics
Sweden | SE | RA310 | Wind on shore | TWh | NN2050 | RF | 2050 | 119.995 |  |  | 0 | 0 |  | Nordics
Sweden | SE | RA310 | Wind on shore | TWh | NN2050 | RF | 2055 | 125.82 |  |  | 0 | 0 |  | Nordics
Sweden | SE | RA310 | Wind on shore | TWh | NN2050 | RF | 2060 | 126.985 |  |  | 0 | 0 |  | Nordics
Sweden | SE | RA320 | Wind off shore | TWh | NN2050 | RF | 2030 | 2.33 |  |  | 0 | 0 |  | Nordics
Sweden | SE | RA320 | Wind off shore | TWh | NN2050 | RF | 2035 | 2.33 |  |  | 0 | 0 |  | Nordics
Sweden | SE | RA320 | Wind off shore | TWh | NN2050 | RF | 2040 | 0 |  |  | 0 | 0 |  | Nordics
Sweden | SE | RA320 | Wind off shore | TWh | NN2050 | RF | 2045 | 0 |  |  | 0 | 0 |  | Nordics
Sweden | SE | RA320 | Wind off shore | TWh | NN2050 | RF | 2050 | 0 |  |  | 0 | 0 |  | Nordics
Sweden | SE | RA320 | Wind off shore | TWh | NN2050 | RF | 2055 | 0 |  |  | 0 | 0 |  | Nordics
Sweden | SE | RA320 | Wind off shore | TWh | NN2050 | RF | 2060 | 0 |  |  | 0 | 0 |  | Nordics
Sweden | SE | RA300 | Wind | TWh | NN2050 | IV | 2030 | 74.56 |  |  | 0 | 0 |  | Nordics
Sweden | SE | RA300 | Wind | TWh | NN2050 | IV | 2035 | 111.84 |  |  | 0 | 0 |  | Nordics
Sweden | SE | RA300 | Wind | TWh | NN2050 | IV | 2040 | 157.275 |  |  | 0 | 0 |  | Nordics
Sweden | SE | RA300 | Wind | TWh | NN2050 | IV | 2045 | 199.215 |  |  | 0 | 0 |  | Nordics
Sweden | SE | RA300 | Wind | TWh | NN2050 | IV | 2050 | 228.34 |  |  | 0 | 0 |  | Nordics
Sweden | SE | RA300 | Wind | TWh | NN2050 | IV | 2055 | 227.175 |  |  | 0 | 0 |  | Nordics
Sweden | SE | RA300 | Wind | TWh | NN2050 | IV | 2060 | 230.67 |  |  | 0 | 0 |  | Nordics
Sweden | SE | RA310 | Wind on shore | TWh | NN2050 | IV | 2030 | 72.23 |  |  | 0 | 0 |  | Nordics
Sweden | SE | RA310 | Wind on shore | TWh | NN2050 | IV | 2035 | 108.345 |  |  | 0 | 0 |  | Nordics
Sweden | SE | RA310 | Wind on shore | TWh | NN2050 | IV | 2040 | 151.45 |  |  | 0 | 0 |  | Nordics
Sweden | SE | RA310 | Wind on shore | TWh | NN2050 | IV | 2045 | 179.41 |  |  | 0 | 0 |  | Nordics
Sweden | SE | RA310 | Wind on shore | TWh | NN2050 | IV | 2050 | 193.39 |  |  | 0 | 0 |  | Nordics
Sweden | SE | RA310 | Wind on shore | TWh | NN2050 | IV | 2055 | 189.895 |  |  | 0 | 0 |  | Nordics
Sweden | SE | RA310 | Wind on shore | TWh | NN2050 | IV | 2060 | 186.4 |  |  | 0 | 0 |  | Nordics
Sweden | SE | RA320 | Wind off shore | TWh | NN2050 | IV | 2030 | 2.33 |  |  | 0 | 0 |  | Nordics
Sweden | SE | RA320 | Wind off shore | TWh | NN2050 | IV | 2035 | 3.495 |  |  | 0 | 0 |  | Nordics
Sweden | SE | RA320 | Wind off shore | TWh | NN2050 | IV | 2040 | 5.825 |  |  | 0 | 0 |  | Nordics
Sweden | SE | RA320 | Wind off shore | TWh | NN2050 | IV | 2045 | 19.805 |  |  | 0 | 0 |  | Nordics
Sweden | SE | RA320 | Wind off shore | TWh | NN2050 | IV | 2050 | 34.95 |  |  | 0 | 0 |  | Nordics
Sweden | SE | RA320 | Wind off shore | TWh | NN2050 | IV | 2055 | 37.28 |  |  | 0 | 0 |  | Nordics
Sweden | SE | RA320 | Wind off shore | TWh | NN2050 | IV | 2060 | 44.27 |  |  | 0 | 0 |  | Nordics
Sweden | SE | RA400 | Solar | TWh | NN2050 | LM | 2030 | 7.3225 |  |  | 0 | 0 |  | Nordics
Sweden | SE | RA400 | Solar | TWh | NN2050 | LM | 2035 | 8.7 |  |  | 0 | 0 |  | Nordics
Sweden | SE | RA400 | Solar | TWh | NN2050 | LM | 2040 | 9.6425 |  |  | 0 | 0 |  | Nordics
Sweden | SE | RA400 | Solar | TWh | NN2050 | LM | 2045 | 11.6725 |  |  | 0 | 0 |  | Nordics
Sweden | SE | RA400 | Solar | TWh | NN2050 | LM | 2050 | 17.69 |  |  | 0 | 0 |  | Nordics
Sweden | SE | RA400 | Solar | TWh | NN2050 | LM | 2055 | 17.69 |  |  | 0 | 0 |  | Nordics
Sweden | SE | RA400 | Solar | TWh | NN2050 | LM | 2060 | 18.4875 |  |  | 0 | 0 |  | Nordics
Sweden | SE | RA400_R | Solar roof | TWh | NN2050 | LM | 2030 | 5.22 |  |  | 0 | 0 |  | Nordics
Sweden | SE | RA400_R | Solar roof | TWh | NN2050 | LM | 2035 | 6.525 |  |  | 0 | 0 |  | Nordics
Sweden | SE | RA400_R | Solar roof | TWh | NN2050 | LM | 2040 | 7.54 |  |  | 0 | 0 |  | Nordics
Sweden | SE | RA400_R | Solar roof | TWh | NN2050 | LM | 2045 | 9.57 |  |  | 0 | 0 |  | Nordics
Sweden | SE | RA400_R | Solar roof | TWh | NN2050 | LM | 2050 | 14.355 |  |  | 0 | 0 |  | Nordics
Sweden | SE | RA400_R | Solar roof | TWh | NN2050 | LM | 2055 | 14.355 |  |  | 0 | 0 |  | Nordics
Sweden | SE | RA400_R | Solar roof | TWh | NN2050 | LM | 2060 | 14.355 |  |  | 0 | 0 |  | Nordics
Sweden | SE | RA400_G | Solar ground | TWh | NN2050 | LM | 2030 | 2.1025 |  |  | 0 | 0 |  | Nordics
Sweden | SE | RA400_G | Solar ground | TWh | NN2050 | LM | 2035 | 2.175 |  |  | 0 | 0 |  | Nordics
Sweden | SE | RA400_G | Solar ground | TWh | NN2050 | LM | 2040 | 2.1025 |  |  | 0 | 0 |  | Nordics
Sweden | SE | RA400_G | Solar ground | TWh | NN2050 | LM | 2045 | 2.1025 |  |  | 0 | 0 |  | Nordics
Sweden | SE | RA400_G | Solar ground | TWh | NN2050 | LM | 2050 | 3.335 |  |  | 0 | 0 |  | Nordics
Sweden | SE | RA400_G | Solar ground | TWh | NN2050 | LM | 2055 | 3.335 |  |  | 0 | 0 |  | Nordics
Sweden | SE | RA400_G | Solar ground | TWh | NN2050 | LM | 2060 | 4.1325 |  |  | 0 | 0 |  | Nordics
Sweden | SE | RA400 | Solar | TWh | NN2050 | GM | 2030 | 6.96 |  |  | 0 | 0 |  | Nordics
Sweden | SE | RA400 | Solar | TWh | NN2050 | GM | 2035 | 9.6425 |  |  | 0 | 0 |  | Nordics
Sweden | SE | RA400 | Solar | TWh | NN2050 | GM | 2040 | 10.73 |  |  | 0 | 0 |  | Nordics
Sweden | SE | RA400 | Solar | TWh | NN2050 | GM | 2045 | 12.9775 |  |  | 0 | 0 |  | Nordics
Sweden | SE | RA400 | Solar | TWh | NN2050 | GM | 2050 | 17.835 |  |  | 0 | 0 |  | Nordics
Sweden | SE | RA400 | Solar | TWh | NN2050 | GM | 2055 | 17.835 |  |  | 0 | 0 |  | Nordics
Sweden | SE | RA400 | Solar | TWh | NN2050 | GM | 2060 | 17.835 |  |  | 0 | 0 |  | Nordics
Sweden | SE | RA400_R | Solar roof | TWh | NN2050 | GM | 2030 | 4.785 |  |  | 0 | 0 |  | Nordics
Sweden | SE | RA400_R | Solar roof | TWh | NN2050 | GM | 2035 | 6.4525 |  |  | 0 | 0 |  | Nordics
Sweden | SE | RA400_R | Solar roof | TWh | NN2050 | GM | 2040 | 7.395 |  |  | 0 | 0 |  | Nordics
Sweden | SE | RA400_R | Solar roof | TWh | NN2050 | GM | 2045 | 8.1925 |  |  | 0 | 0 |  | Nordics
Sweden | SE | RA400_R | Solar roof | TWh | NN2050 | GM | 2050 | 10.15 |  |  | 0 | 0 |  | Nordics
Sweden | SE | RA400_R | Solar roof | TWh | NN2050 | GM | 2055 | 10.15 |  |  | 0 | 0 |  | Nordics
Sweden | SE | RA400_R | Solar roof | TWh | NN2050 | GM | 2060 | 10.15 |  |  | 0 | 0 |  | Nordics
Sweden | SE | RA400_G | Solar ground | TWh | NN2050 | GM | 2030 | 2.175 |  |  | 0 | 0 |  | Nordics
Sweden | SE | RA400_G | Solar ground | TWh | NN2050 | GM | 2035 | 3.19 |  |  | 0 | 0 |  | Nordics
Sweden | SE | RA400_G | Solar ground | TWh | NN2050 | GM | 2040 | 3.335 |  |  | 0 | 0 |  | Nordics
Sweden | SE | RA400_G | Solar ground | TWh | NN2050 | GM | 2045 | 4.785 |  |  | 0 | 0 |  | Nordics
Sweden | SE | RA400_G | Solar ground | TWh | NN2050 | GM | 2050 | 7.685 |  |  | 0 | 0 |  | Nordics
Sweden | SE | RA400_G | Solar ground | TWh | NN2050 | GM | 2055 | 7.685 |  |  | 0 | 0 |  | Nordics
Sweden | SE | RA400_G | Solar ground | TWh | NN2050 | GM | 2060 | 7.685 |  |  | 0 | 0 |  | Nordics
Sweden | SE | RA400 | Solar | TWh | NN2050 | RF | 2030 | 7.25 |  |  | 0 | 0 |  | Nordics
Sweden | SE | RA400 | Solar | TWh | NN2050 | RF | 2035 | 8.7 |  |  | 0 | 0 |  | Nordics
Sweden | SE | RA400 | Solar | TWh | NN2050 | RF | 2040 | 9.57 |  |  | 0 | 0 |  | Nordics
Sweden | SE | RA400 | Solar | TWh | NN2050 | RF | 2045 | 10.585 |  |  | 0 | 0 |  | Nordics
Sweden | SE | RA400 | Solar | TWh | NN2050 | RF | 2050 | 10.585 |  |  | 0 | 0 |  | Nordics
Sweden | SE | RA400 | Solar | TWh | NN2050 | RF | 2055 | 10.73 |  |  | 0 | 0 |  | Nordics
Sweden | SE | RA400 | Solar | TWh | NN2050 | RF | 2060 | 12.47 |  |  | 0 | 0 |  | Nordics
Sweden | SE | RA400_R | Solar roof | TWh | NN2050 | RF | 2030 | 5.22 |  |  | 0 | 0 |  | Nordics
Sweden | SE | RA400_R | Solar roof | TWh | NN2050 | RF | 2035 | 6.525 |  |  | 0 | 0 |  | Nordics
Sweden | SE | RA400_R | Solar roof | TWh | NN2050 | RF | 2040 | 7.54 |  |  | 0 | 0 |  | Nordics
Sweden | SE | RA400_R | Solar roof | TWh | NN2050 | RF | 2045 | 8.41 |  |  | 0 | 0 |  | Nordics
Sweden | SE | RA400_R | Solar roof | TWh | NN2050 | RF | 2050 | 8.41 |  |  | 0 | 0 |  | Nordics
Sweden | SE | RA400_R | Solar roof | TWh | NN2050 | RF | 2055 | 8.41 |  |  | 0 | 0 |  | Nordics
Sweden | SE | RA400_R | Solar roof | TWh | NN2050 | RF | 2060 | 8.41 |  |  | 0 | 0 |  | Nordics
Sweden | SE | RA400_G | Solar ground | TWh | NN2050 | RF | 2030 | 2.03 |  |  | 0 | 0 |  | Nordics
Sweden | SE | RA400_G | Solar ground | TWh | NN2050 | RF | 2035 | 2.175 |  |  | 0 | 0 |  | Nordics
Sweden | SE | RA400_G | Solar ground | TWh | NN2050 | RF | 2040 | 2.03 |  |  | 0 | 0 |  | Nordics
Sweden | SE | RA400_G | Solar ground | TWh | NN2050 | RF | 2045 | 2.175 |  |  | 0 | 0 |  | Nordics
Sweden | SE | RA400_G | Solar ground | TWh | NN2050 | RF | 2050 | 2.175 |  |  | 0 | 0 |  | Nordics
Sweden | SE | RA400_G | Solar ground | TWh | NN2050 | RF | 2055 | 2.32 |  |  | 0 | 0 |  | Nordics
Sweden | SE | RA400_G | Solar ground | TWh | NN2050 | RF | 2060 | 4.06 |  |  | 0 | 0 |  | Nordics
Sweden | SE | RA400 | Solar | TWh | NN2050 | IV | 2030 | 6.96 |  |  | 0 | 0 |  | Nordics
Sweden | SE | RA400 | Solar | TWh | NN2050 | IV | 2035 | 10.3675 |  |  | 0 | 0 |  | Nordics
Sweden | SE | RA400 | Solar | TWh | NN2050 | IV | 2040 | 11.31 |  |  | 0 | 0 |  | Nordics
Sweden | SE | RA400 | Solar | TWh | NN2050 | IV | 2045 | 12.3975 |  |  | 0 | 0 |  | Nordics
Sweden | SE | RA400 | Solar | TWh | NN2050 | IV | 2050 | 17.7625 |  |  | 0 | 0 |  | Nordics
Sweden | SE | RA400 | Solar | TWh | NN2050 | IV | 2055 | 17.7625 |  |  | 0 | 0 |  | Nordics
Sweden | SE | RA400 | Solar | TWh | NN2050 | IV | 2060 | 18.56 |  |  | 0 | 0 |  | Nordics
Sweden | SE | RA400_R | Solar roof | TWh | NN2050 | IV | 2030 | 4.785 |  |  | 0 | 0 |  | Nordics
Sweden | SE | RA400_R | Solar roof | TWh | NN2050 | IV | 2035 | 6.4525 |  |  | 0 | 0 |  | Nordics
Sweden | SE | RA400_R | Solar roof | TWh | NN2050 | IV | 2040 | 7.54 |  |  | 0 | 0 |  | Nordics
Sweden | SE | RA400_R | Solar roof | TWh | NN2050 | IV | 2045 | 8.4825 |  |  | 0 | 0 |  | Nordics
Sweden | SE | RA400_R | Solar roof | TWh | NN2050 | IV | 2050 | 8.4825 |  |  | 0 | 0 |  | Nordics
Sweden | SE | RA400_R | Solar roof | TWh | NN2050 | IV | 2055 | 8.4825 |  |  | 0 | 0 |  | Nordics
Sweden | SE | RA400_R | Solar roof | TWh | NN2050 | IV | 2060 | 8.4825 |  |  | 0 | 0 |  | Nordics
Sweden | SE | RA400_G | Solar ground | TWh | NN2050 | IV | 2030 | 2.175 |  |  | 0 | 0 |  | Nordics
Sweden | SE | RA400_G | Solar ground | TWh | NN2050 | IV | 2035 | 3.915 |  |  | 0 | 0 |  | Nordics
Sweden | SE | RA400_G | Solar ground | TWh | NN2050 | IV | 2040 | 3.77 |  |  | 0 | 0 |  | Nordics
Sweden | SE | RA400_G | Solar ground | TWh | NN2050 | IV | 2045 | 3.915 |  |  | 0 | 0 |  | Nordics
Sweden | SE | RA400_G | Solar ground | TWh | NN2050 | IV | 2050 | 9.28 |  |  | 0 | 0 |  | Nordics
Sweden | SE | RA400_G | Solar ground | TWh | NN2050 | IV | 2055 | 9.28 |  |  | 0 | 0 |  | Nordics
Sweden | SE | RA400_G | Solar ground | TWh | NN2050 | IV | 2060 | 10.0775 |  |  | 0 | 0 |  | Nordics
Sweden | SE | N9000 | Nuclear fuels and other fuels n.e.c. | GW | NECP | target | 2035 | 2.5 |  |  | 1 | 0 |  | Nordics
Sweden | SE | N9000 | Nuclear fuels and other fuels n.e.c. | GW | NECP | target | 2040 | 12.5 |  |  | 1 | 0 |  | Nordics
Sweden | SE | E7200 | Electricity - carbon free | Percent | NECP | target | 2040 | 100 |  |  | 1 | 0 |  | Nordics
Sweden | SE | REC000 | Gross final energy demand - renewable | Percent | NECP | est | 2030 | 67 |  |  | 0 | 0 |  | Nordics
Sweden | SE | ED010 | Primary energy consumption | TWh | NECP | obs | 2022 | 494 |  |  | 0 | 1 |  | Nordics
Sweden | SE | ED010 | Primary energy consumption | TWh | NECP | est | 2023 | 492 |  |  | 0 | 1 |  | Nordics
Sweden | SE | ED010 | Primary energy consumption | TWh | NECP | est | 2024 | 490 |  |  | 0 | 1 |  | Nordics
Sweden | SE | ED010 | Primary energy consumption | TWh | NECP | est | 2025 | 488 |  |  | 0 | 1 |  | Nordics
Sweden | SE | ED010 | Primary energy consumption | TWh | NECP | est | 2026 | 486 |  |  | 0 | 1 |  | Nordics
Sweden | SE | ED010 | Primary energy consumption | TWh | NECP | est | 2027 | 484 |  |  | 0 | 1 |  | Nordics
Sweden | SE | ED010 | Primary energy consumption | TWh | NECP | est | 2028 | 482 |  |  | 0 | 1 |  | Nordics
Sweden | SE | ED010 | Primary energy consumption | TWh | NECP | est | 2029 | 480 |  |  | 0 | 1 |  | Nordics
Sweden | SE | ED010 | Primary energy consumption | TWh | NECP | est | 2030 | 479 |  |  | 0 | 1 |  | Nordics
Sweden | SE | ED020 | Final energy consumption | TWh | NECP | obs | 2022 | 360 |  |  | 0 | 1 |  | Nordics
Sweden | SE | ED020 | Final energy consumption | TWh | NECP | est | 2023 | 359 |  |  | 0 | 1 |  | Nordics
Sweden | SE | ED020 | Final energy consumption | TWh | NECP | est | 2024 | 358 |  |  | 0 | 1 |  | Nordics
Sweden | SE | ED020 | Final energy consumption | TWh | NECP | est | 2025 | 356 |  |  | 0 | 1 |  | Nordics
Sweden | SE | ED020 | Final energy consumption | TWh | NECP | est | 2026 | 355 |  |  | 0 | 1 |  | Nordics
Sweden | SE | ED020 | Final energy consumption | TWh | NECP | est | 2027 | 354 |  |  | 0 | 1 |  | Nordics
Sweden | SE | ED020 | Final energy consumption | TWh | NECP | est | 2028 | 353 |  |  | 0 | 1 |  | Nordics
Sweden | SE | ED020 | Final energy consumption | TWh | NECP | est | 2029 | 351 |  |  | 0 | 1 |  | Nordics
Sweden | SE | ED020 | Final energy consumption | TWh | NECP | est | 2030 | 350 |  |  | 0 | 1 |  | Nordics
Sweden | SE | ED100 | Energy demand - households | Percent | NECP | est | 2022 | 23 |  |  | 0 | 1 |  | Nordics
Sweden | SE | ED100 | Energy demand - households | Percent | NECP | est | 2030 | 20 |  |  | 0 | 1 |  | Nordics
Sweden | SE | ED200 | Energy demand - transportation | Percent | NECP | est | 2022 | 24 |  |  | 0 | 1 |  | Nordics
Sweden | SE | ED200 | Energy demand - transportation | Percent | NECP | est | 2030 | 21 |  |  | 0 | 1 |  | Nordics
Sweden | SE | ED300 | Energy demand - industry | Percent | NECP | est | 2022 | 38 |  |  | 0 | 1 |  | Nordics
Sweden | SE | ED300 | Energy demand - industry | Percent | NECP | est | 2030 | 44 |  |  | 0 | 1 |  | Nordics
Sweden | SE | ED410 | Energy demand - data | Percent | NECP | est | 2022 | 1 |  |  | 0 | 1 |  | Nordics
Sweden | SE | ED410 | Energy demand - data | Percent | NECP | est | 2030 | 1 |  |  | 0 | 1 |  | Nordics
Sweden | SE | ED480 | Energy demand - services and others | Percent | NECP | est | 2022 | 15 |  |  | 0 | 1 |  | Nordics
Sweden | SE | ED480 | Energy demand - services and others | Percent | NECP | est | 2030 | 14 |  |  | 0 | 1 |  | Nordics
Sweden | SE | ED100 | Energy demand - households | TWh | NECP | est | 2022 | 82.8 |  |  | 0 | 1 |  | Nordics
Sweden | SE | ED100 | Energy demand - households | TWh | NECP | est | 2030 | 71.8 |  |  | 0 | 1 |  | Nordics
Sweden | SE | ED200 | Energy demand - transportation | TWh | NECP | est | 2022 | 85.92 |  |  | 0 | 1 |  | Nordics
Sweden | SE | ED200 | Energy demand - transportation | TWh | NECP | est | 2030 | 74.76 |  |  | 0 | 1 |  | Nordics
Sweden | SE | ED300 | Energy demand - industry | TWh | NECP | est | 2022 | 134.9 |  |  | 0 | 1 |  | Nordics
Sweden | SE | ED300 | Energy demand - industry | TWh | NECP | est | 2030 | 155.76 |  |  | 0 | 1 |  | Nordics
Sweden | SE | ED300 | Energy demand - industry | TWh | NECP | est | 2040 | 231 |  |  | 0 | 1 |  | Nordics
Sweden | SE | ED410 | Energy demand - data | TWh | NECP | est | 2022 | 3.53 |  |  | 0 | 1 |  | Nordics
Sweden | SE | ED410 | Energy demand - data | TWh | NECP | est | 2030 | 3.51 |  |  | 0 | 1 |  | Nordics
Sweden | SE | ED480 | Energy demand - services and others | TWh | NECP | est | 2022 | 52.5 |  |  | 0 | 1 |  | Nordics
Sweden | SE | ED480 | Energy demand - services and others | TWh | NECP | est | 2030 | 3.22 |  |  | 0 | 1 |  | Nordics
Sweden | SE | EL000 | Electricity demand | TWh | NECP | est | 2045 | 300 |  |  | 0 | 1 |  | Nordics
Sweden | SE | RA600 | Ambient heat (heat pumps) | TWh | NECP | est | 2020 | 1 |  |  | 0 | 1 |  | Nordics
Sweden | SE | RA600 | Ambient heat (heat pumps) | TWh | NECP | est | 2021 | 1 |  |  | 0 | 1 |  | Nordics
Sweden | SE | RA600 | Ambient heat (heat pumps) | TWh | NECP | est | 2022 | 1 |  |  | 0 | 1 |  | Nordics
Sweden | SE | RA600 | Ambient heat (heat pumps) | TWh | NECP | est | 2023 | 1 |  |  | 0 | 1 |  | Nordics
Sweden | SE | RA600 | Ambient heat (heat pumps) | TWh | NECP | est | 2024 | 1 |  |  | 0 | 1 |  | Nordics
Sweden | SE | RA600 | Ambient heat (heat pumps) | TWh | NECP | est | 2025 | 1 |  |  | 0 | 1 |  | Nordics
Sweden | SE | RA600 | Ambient heat (heat pumps) | TWh | NECP | est | 2026 | 1 |  |  | 0 | 1 |  | Nordics
Sweden | SE | RA600 | Ambient heat (heat pumps) | TWh | NECP | est | 2027 | 1 |  |  | 0 | 1 |  | Nordics
Sweden | SE | RA600 | Ambient heat (heat pumps) | TWh | NECP | est | 2028 | 1 |  |  | 0 | 1 |  | Nordics
Sweden | SE | RA600 | Ambient heat (heat pumps) | TWh | NECP | est | 2029 | 1 |  |  | 0 | 1 |  | Nordics
Sweden | SE | RA600 | Ambient heat (heat pumps) | TWh | NECP | est | 2030 | 1 |  |  | 0 | 1 |  | Nordics
Note on G6: Henning Åsheim: LM = Lokal Miljöhänsyn (Local environment consideration)
Note on G27: Henning Åsheim: LM = Lokal Miljöhänsyn (Local environment consideration)
Note on G48: Henning Åsheim: LM = Lokal Miljöhänsyn (Local environment consideration)
Note on G69: Henning Åsheim: LM = Lokal Miljöhänsyn (Local environment consideration)
Note on G90: Henning Åsheim: LM = Lokal Miljöhänsyn (Local environment consideration)
Note on G111: Henning Åsheim: LM = Lokal Miljöhänsyn (Local environment consideration)
Note on G132: Henning Åsheim: LM = Lokal Miljöhänsyn (Local environment consideration)
Note on G153: Henning Åsheim: LM = Lokal Miljöhänsyn (Local environment consideration)
Note on D218: Henning Åsheim: Industrial only.
Note on D219: Henning Åsheim: Industrial only.

## Switzerland
country | geo | siec | type | unit | source | scenario | year | cap | cap_min | cap_max | target | demand | problem | region
Switzerland | CH | RA300 | Wind | TWh | EP2050 | MB-C | 2020 | 0.14 |  |  | 0 | 0
Switzerland | CH | RA300 | Wind | TWh | EP2050 | MB-C | 2035 | 0.77 |  |  | 0 | 0
Switzerland | CH | RA300 | Wind | TWh | EP2050 | MB-C | 2050 | 1.41 |  |  | 0 | 0
Switzerland | CH | RA300 | Wind | TWh | EP2050 | MB-CE | 2020 | 0.66 |  |  | 0 | 0
Switzerland | CH | RA300 | Wind | TWh | EP2050 | MB-CE | 2035 | 1.76 |  |  | 0 | 0
Switzerland | CH | RA300 | Wind | TWh | EP2050 | MB-CE | 2050 | 4.26 |  |  | 0 | 0
Switzerland | CH | RA300 | Wind | TWh | EP2050 | MB-CE1 | 2020 | 0.66 |  |  | 0 | 0
Switzerland | CH | RA300 | Wind | TWh | EP2050 | MB-CE1 | 2035 | 1.76 |  |  | 0 | 0
Switzerland | CH | RA300 | Wind | TWh | EP2050 | MB-CE1 | 2050 | 4.26 |  |  | 0 | 0
Switzerland | CH | RA300 | Wind | TWh | EP2050 | MB-E | 2020 | 0.66 |  |  | 0 | 0
Switzerland | CH | RA300 | Wind | TWh | EP2050 | MB-E | 2035 | 1.76 |  |  | 0 | 0
Switzerland | CH | RA300 | Wind | TWh | EP2050 | MB-E | 2050 | 4.26 |  |  | 0 | 0
Switzerland | CH | RA310 | Wind on shore | TWh | EP2050 | MB-C | 2020 | 0.14 |  |  | 0 | 0
Switzerland | CH | RA310 | Wind on shore | TWh | EP2050 | MB-C | 2035 | 0.77 |  |  | 0 | 0
Switzerland | CH | RA310 | Wind on shore | TWh | EP2050 | MB-C | 2050 | 1.41 |  |  | 0 | 0
Switzerland | CH | RA310 | Wind on shore | TWh | EP2050 | MB-CE | 2020 | 0.66 |  |  | 0 | 0
Switzerland | CH | RA310 | Wind on shore | TWh | EP2050 | MB-CE | 2035 | 1.76 |  |  | 0 | 0
Switzerland | CH | RA310 | Wind on shore | TWh | EP2050 | MB-CE | 2050 | 4.26 |  |  | 0 | 0
Switzerland | CH | RA310 | Wind on shore | TWh | EP2050 | MB-CE1 | 2020 | 0.66 |  |  | 0 | 0
Switzerland | CH | RA310 | Wind on shore | TWh | EP2050 | MB-CE1 | 2035 | 1.76 |  |  | 0 | 0
Switzerland | CH | RA310 | Wind on shore | TWh | EP2050 | MB-CE1 | 2050 | 4.26 |  |  | 0 | 0
Switzerland | CH | RA310 | Wind on shore | TWh | EP2050 | MB-E | 2020 | 0.66 |  |  | 0 | 0
Switzerland | CH | RA310 | Wind on shore | TWh | EP2050 | MB-E | 2035 | 1.76 |  |  | 0 | 0
Switzerland | CH | RA310 | Wind on shore | TWh | EP2050 | MB-E | 2050 | 4.26 |  |  | 0 | 0
Switzerland | CH | RA400 | Solar | TWh | EP2050 | MB-C | 2020 | 0.34 |  |  | 0 | 0
Switzerland | CH | RA400 | Solar | TWh | EP2050 | MB-C | 2035 | 2.52 |  |  | 0 | 0
Switzerland | CH | RA400 | Solar | TWh | EP2050 | MB-C | 2050 | 5.92 |  |  | 0 | 0
Switzerland | CH | RA400 | Solar | TWh | EP2050 | MB-CE | 2020 | 0.52 |  |  | 0 | 0
Switzerland | CH | RA400 | Solar | TWh | EP2050 | MB-CE | 2035 | 4.44 |  |  | 0 | 0
Switzerland | CH | RA400 | Solar | TWh | EP2050 | MB-CE | 2050 | 11.12 |  |  | 0 | 0
Switzerland | CH | RA400 | Solar | TWh | EP2050 | MB-CE1 | 2020 | 1.26 |  |  | 0 | 0
Switzerland | CH | RA400 | Solar | TWh | EP2050 | MB-CE2 | 2035 | 7.03 |  |  | 0 | 0
Switzerland | CH | RA400 | Solar | TWh | EP2050 | MB-CE3 | 2050 | 11.12 |  |  | 0 | 0
Switzerland | CH | RA400 | Solar | TWh | EP2050 | MB-E | 2020 | 0.52 |  |  | 0 | 0
Switzerland | CH | RA400 | Solar | TWh | EP2050 | MB-E | 2035 | 4.44 |  |  | 0 | 0
Switzerland | CH | RA400 | Solar | TWh | EP2050 | MB-E | 2050 | 11.12 |  |  | 0 | 0
Switzerland | CH | RA420 | Solar photovoltaic | TWh | EP2050 | MB-C | 2020 | 0.34 |  |  | 0 | 0
Switzerland | CH | RA420 | Solar photovoltaic | TWh | EP2050 | MB-C | 2035 | 2.52 |  |  | 0 | 0
Switzerland | CH | RA420 | Solar photovoltaic | TWh | EP2050 | MB-C | 2050 | 5.92 |  |  | 0 | 0
Switzerland | CH | RA420 | Solar photovoltaic | TWh | EP2050 | MB-CE | 2020 | 0.52 |  |  | 0 | 0
Switzerland | CH | RA420 | Solar photovoltaic | TWh | EP2050 | MB-CE | 2035 | 4.44 |  |  | 0 | 0
Switzerland | CH | RA420 | Solar photovoltaic | TWh | EP2050 | MB-CE | 2050 | 11.12 |  |  | 0 | 0
Switzerland | CH | RA420 | Solar photovoltaic | TWh | EP2050 | MB-CE1 | 2020 | 1.26 |  |  | 0 | 0
Switzerland | CH | RA420 | Solar photovoltaic | TWh | EP2050 | MB-CE2 | 2035 | 7.03 |  |  | 0 | 0
Switzerland | CH | RA420 | Solar photovoltaic | TWh | EP2050 | MB-CE3 | 2050 | 11.12 |  |  | 0 | 0
Switzerland | CH | RA420 | Solar photovoltaic | TWh | EP2050 | MB-E | 2020 | 0.52 |  |  | 0 | 0
Switzerland | CH | RA420 | Solar photovoltaic | TWh | EP2050 | MB-E | 2035 | 4.44 |  |  | 0 | 0
Switzerland | CH | RA420 | Solar photovoltaic | TWh | EP2050 | MB-E | 2050 | 11.12 |  |  | 0 | 0
Switzerland | CH | RA300 | Wind | TWh | EP2050+ | ZERO_basis | 2000 | 0 |  |  | 0 | 0
Switzerland | CH | RA300 | Wind | TWh | EP2050+ | ZERO_basis | 2019 | 0.1 |  |  | 0 | 0
Switzerland | CH | RA300 | Wind | TWh | EP2050+ | ZERO_basis | 2025 | 0.3 |  |  | 0 | 0
Switzerland | CH | RA300 | Wind | TWh | EP2050+ | ZERO_basis | 2030 | 0.6 |  |  | 0 | 0
Switzerland | CH | RA300 | Wind | TWh | EP2050+ | ZERO_basis | 2035 | 1.2 |  |  | 0 | 0
Switzerland | CH | RA300 | Wind | TWh | EP2050+ | ZERO_basis | 2040 | 2.2 |  |  | 0 | 0
Switzerland | CH | RA300 | Wind | TWh | EP2050+ | ZERO_basis | 2045 | 3.4 |  |  | 0 | 0
Switzerland | CH | RA300 | Wind | TWh | EP2050+ | ZERO_basis | 2050 | 4.3 |  |  | 0 | 0
Switzerland | CH | RA310 | Wind on shore | TWh | EP2050+ | ZERO_basis | 2000 | 0 |  |  | 0 | 0
Switzerland | CH | RA310 | Wind on shore | TWh | EP2050+ | ZERO_basis | 2019 | 0.1 |  |  | 0 | 0
Switzerland | CH | RA310 | Wind on shore | TWh | EP2050+ | ZERO_basis | 2025 | 0.3 |  |  | 0 | 0
Switzerland | CH | RA310 | Wind on shore | TWh | EP2050+ | ZERO_basis | 2030 | 0.6 |  |  | 0 | 0
Switzerland | CH | RA310 | Wind on shore | TWh | EP2050+ | ZERO_basis | 2035 | 1.2 |  |  | 0 | 0
Switzerland | CH | RA310 | Wind on shore | TWh | EP2050+ | ZERO_basis | 2040 | 2.2 |  |  | 0 | 0
Switzerland | CH | RA310 | Wind on shore | TWh | EP2050+ | ZERO_basis | 2045 | 3.4 |  |  | 0 | 0
Switzerland | CH | RA310 | Wind on shore | TWh | EP2050+ | ZERO_basis | 2050 | 4.3 |  |  | 0 | 0
Switzerland | CH | RA400 | Solar | TWh | EP2050+ | ZERO_basis | 2000 | 0 |  |  | 0 | 0
Switzerland | CH | RA400 | Solar | TWh | EP2050+ | ZERO_basis | 2019 | 2.2 |  |  | 0 | 0
Switzerland | CH | RA400 | Solar | TWh | EP2050+ | ZERO_basis | 2025 | 4.3 |  |  | 0 | 0
Switzerland | CH | RA400 | Solar | TWh | EP2050+ | ZERO_basis | 2030 | 8.7 |  |  | 0 | 0
Switzerland | CH | RA400 | Solar | TWh | EP2050+ | ZERO_basis | 2035 | 14.4 |  |  | 0 | 0
Switzerland | CH | RA400 | Solar | TWh | EP2050+ | ZERO_basis | 2040 | 21.5 |  |  | 0 | 0
Switzerland | CH | RA400 | Solar | TWh | EP2050+ | ZERO_basis | 2045 | 27.8 |  |  | 0 | 0
Switzerland | CH | RA400 | Solar | TWh | EP2050+ | ZERO_basis | 2050 | 33.6 |  |  | 0 | 0
Switzerland | CH | RA420 | Solar photovoltaic | TWh | EP2050+ | ZERO_basis | 2000 | 0 |  |  | 0 | 0
Switzerland | CH | RA420 | Solar photovoltaic | TWh | EP2050+ | ZERO_basis | 2019 | 2.2 |  |  | 0 | 0
Switzerland | CH | RA420 | Solar photovoltaic | TWh | EP2050+ | ZERO_basis | 2025 | 4.3 |  |  | 0 | 0
Switzerland | CH | RA420 | Solar photovoltaic | TWh | EP2050+ | ZERO_basis | 2030 | 8.7 |  |  | 0 | 0
Switzerland | CH | RA420 | Solar photovoltaic | TWh | EP2050+ | ZERO_basis | 2035 | 14.4 |  |  | 0 | 0
Switzerland | CH | RA420 | Solar photovoltaic | TWh | EP2050+ | ZERO_basis | 2040 | 21.5 |  |  | 0 | 0
Switzerland | CH | RA420 | Solar photovoltaic | TWh | EP2050+ | ZERO_basis | 2045 | 27.8 |  |  | 0 | 0
Switzerland | CH | RA420 | Solar photovoltaic | TWh | EP2050+ | ZERO_basis | 2050 | 33.6 |  |  | 0 | 0
Switzerland | CH | EL000 | Electricity demand | PJ | EP2050+ | ZERO_basis | 2019 | 206 |  |  | 0 | 1
Switzerland | CH | EL000 | Electricity demand | PJ | EP2050+ | ZERO_basis | 2025 | 206 |  |  | 0 | 1
Switzerland | CH | EL000 | Electricity demand | PJ | EP2050+ | ZERO_basis | 2030 | 208 |  |  | 0 | 1
Switzerland | CH | EL000 | Electricity demand | PJ | EP2050+ | ZERO_basis | 2035 | 215 |  |  | 0 | 1
Switzerland | CH | EL000 | Electricity demand | PJ | EP2050+ | ZERO_basis | 2040 | 221 |  |  | 0 | 1
Switzerland | CH | EL000 | Electricity demand | PJ | EP2050+ | ZERO_basis | 2045 | 226 |  |  | 0 | 1
Switzerland | CH | EL000 | Electricity demand | PJ | EP2050+ | ZERO_basis | 2050 | 228 |  |  | 0 | 1
Switzerland | CH | EL100 | Electricity demand - households | PJ | EP2050+ | ZERO_basis | 2019 | 69 |  |  | 0 | 1
Switzerland | CH | EL100 | Electricity demand - households | PJ | EP2050+ | ZERO_basis | 2025 | 68 |  |  | 0 | 1
Switzerland | CH | EL100 | Electricity demand - households | PJ | EP2050+ | ZERO_basis | 2030 | 69 |  |  | 0 | 1
Switzerland | CH | EL100 | Electricity demand - households | PJ | EP2050+ | ZERO_basis | 2035 | 70 |  |  | 0 | 1
Switzerland | CH | EL100 | Electricity demand - households | PJ | EP2050+ | ZERO_basis | 2040 | 70 |  |  | 0 | 1
Switzerland | CH | EL100 | Electricity demand - households | PJ | EP2050+ | ZERO_basis | 2045 | 70 |  |  | 0 | 1
Switzerland | CH | EL100 | Electricity demand - households | PJ | EP2050+ | ZERO_basis | 2050 | 69 |  |  | 0 | 1
Switzerland | CH | EL200 | Electricity demand - transportation | PJ | EP2050+ | ZERO_basis | 2019 | 11 |  |  | 0 | 1
Switzerland | CH | EL200 | Electricity demand - transportation | PJ | EP2050+ | ZERO_basis | 2025 | 15 |  |  | 0 | 1
Switzerland | CH | EL200 | Electricity demand - transportation | PJ | EP2050+ | ZERO_basis | 2030 | 21 |  |  | 0 | 1
Switzerland | CH | EL200 | Electricity demand - transportation | PJ | EP2050+ | ZERO_basis | 2035 | 30 |  |  | 0 | 1
Switzerland | CH | EL200 | Electricity demand - transportation | PJ | EP2050+ | ZERO_basis | 2040 | 42 |  |  | 0 | 1
Switzerland | CH | EL200 | Electricity demand - transportation | PJ | EP2050+ | ZERO_basis | 2045 | 52 |  |  | 0 | 1
Switzerland | CH | EL200 | Electricity demand - transportation | PJ | EP2050+ | ZERO_basis | 2050 | 61 |  |  | 0 | 1
Switzerland | CH | EL300 | Electricity demand - industry | PJ | EP2050+ | ZERO_basis | 2019 | 62 |  |  | 0 | 1
Switzerland | CH | EL300 | Electricity demand - industry | PJ | EP2050+ | ZERO_basis | 2025 | 58 |  |  | 0 | 1
Switzerland | CH | EL300 | Electricity demand - industry | PJ | EP2050+ | ZERO_basis | 2030 | 56 |  |  | 0 | 1
Switzerland | CH | EL300 | Electricity demand - industry | PJ | EP2050+ | ZERO_basis | 2035 | 56 |  |  | 0 | 1
Switzerland | CH | EL300 | Electricity demand - industry | PJ | EP2050+ | ZERO_basis | 2040 | 55 |  |  | 0 | 1
Switzerland | CH | EL300 | Electricity demand - industry | PJ | EP2050+ | ZERO_basis | 2045 | 53 |  |  | 0 | 1
Switzerland | CH | EL300 | Electricity demand - industry | PJ | EP2050+ | ZERO_basis | 2050 | 49 |  |  | 0 | 1
Switzerland | CH | EL400 | Electricity demand - services | PJ | EP2050+ | ZERO_basis | 2019 | 61 |  |  | 0 | 1
Switzerland | CH | EL400 | Electricity demand - services | PJ | EP2050+ | ZERO_basis | 2025 | 61 |  |  | 0 | 1
Switzerland | CH | EL400 | Electricity demand - services | PJ | EP2050+ | ZERO_basis | 2030 | 59 |  |  | 0 | 1
Switzerland | CH | EL400 | Electricity demand - services | PJ | EP2050+ | ZERO_basis | 2035 | 56 |  |  | 0 | 1
Switzerland | CH | EL400 | Electricity demand - services | PJ | EP2050+ | ZERO_basis | 2040 | 52 |  |  | 0 | 1
Switzerland | CH | EL400 | Electricity demand - services | PJ | EP2050+ | ZERO_basis | 2045 | 49 |  |  | 0 | 1
Switzerland | CH | EL400 | Electricity demand - services | PJ | EP2050+ | ZERO_basis | 2050 | 46 |  |  | 0 | 1
Switzerland | CH | EL500 | Electricity demand - agriculture | PJ | EP2050+ | ZERO_basis | 2019 | 3 |  |  | 0 | 1
Switzerland | CH | EL500 | Electricity demand - agriculture | PJ | EP2050+ | ZERO_basis | 2025 | 3 |  |  | 0 | 1
Switzerland | CH | EL500 | Electricity demand - agriculture | PJ | EP2050+ | ZERO_basis | 2030 | 3 |  |  | 0 | 1
Switzerland | CH | EL500 | Electricity demand - agriculture | PJ | EP2050+ | ZERO_basis | 2035 | 3 |  |  | 0 | 1
Switzerland | CH | EL500 | Electricity demand - agriculture | PJ | EP2050+ | ZERO_basis | 2040 | 2 |  |  | 0 | 1
Switzerland | CH | EL500 | Electricity demand - agriculture | PJ | EP2050+ | ZERO_basis | 2045 | 2 |  |  | 0 | 1
Switzerland | CH | EL500 | Electricity demand - agriculture | PJ | EP2050+ | ZERO_basis | 2050 | 2 |  |  | 0 | 1
Switzerland | CH | EL010 | Primary electricity consumption | TWh | EP2050+ | ZERO_basis | 2019 | 61.5 |  |  | 0 | 1
Switzerland | CH | EL010 | Primary electricity consumption | TWh | EP2050+ | ZERO_basis | 2025 | 62.5 |  |  | 0 | 1
Switzerland | CH | EL010 | Primary electricity consumption | TWh | EP2050+ | ZERO_basis | 2030 | 64.1 |  |  | 0 | 1
Switzerland | CH | EL010 | Primary electricity consumption | TWh | EP2050+ | ZERO_basis | 2035 | 67.4 |  |  | 0 | 1
Switzerland | CH | EL010 | Primary electricity consumption | TWh | EP2050+ | ZERO_basis | 2040 | 71.5 |  |  | 0 | 1
Switzerland | CH | EL010 | Primary electricity consumption | TWh | EP2050+ | ZERO_basis | 2045 | 74.6 |  |  | 0 | 1
Switzerland | CH | EL010 | Primary electricity consumption | TWh | EP2050+ | ZERO_basis | 2050 | 76 |  |  | 0 | 1
Switzerland | CH | EL010 | Primary electricity consumption | TWh | EP2050+ | WEM | 2019 | 61.5 |  |  | 0 | 1
Switzerland | CH | EL010 | Primary electricity consumption | TWh | EP2050+ | WEM | 2025 | 63.5 |  |  | 0 | 1
Switzerland | CH | EL010 | Primary electricity consumption | TWh | EP2050+ | WEM | 2030 | 64.7 |  |  | 0 | 1
Switzerland | CH | EL010 | Primary electricity consumption | TWh | EP2050+ | WEM | 2035 | 66.3 |  |  | 0 | 1
Switzerland | CH | EL010 | Primary electricity consumption | TWh | EP2050+ | WEM | 2040 | 67.7 |  |  | 0 | 1
Switzerland | CH | EL010 | Primary electricity consumption | TWh | EP2050+ | WEM | 2045 | 68.9 |  |  | 0 | 1
Switzerland | CH | EL010 | Primary electricity consumption | TWh | EP2050+ | WEM | 2050 | 70.5 |  |  | 0 | 1
Switzerland | CH | EL020 | Final electricity consumption | TWh | EP2050+ | ZERO_basis | 2019 | 57.2 |  |  | 0 | 1
Switzerland | CH | EL020 | Final electricity consumption | TWh | EP2050+ | ZERO_basis | 2025 | 57.2 |  |  | 0 | 1
Switzerland | CH | EL020 | Final electricity consumption | TWh | EP2050+ | ZERO_basis | 2030 | 57.9 |  |  | 0 | 1
Switzerland | CH | EL020 | Final electricity consumption | TWh | EP2050+ | ZERO_basis | 2035 | 59.6 |  |  | 0 | 1
Switzerland | CH | EL020 | Final electricity consumption | TWh | EP2050+ | ZERO_basis | 2040 | 61.5 |  |  | 0 | 1
Switzerland | CH | EL020 | Final electricity consumption | TWh | EP2050+ | ZERO_basis | 2045 | 62.9 |  |  | 0 | 1
Switzerland | CH | EL020 | Final electricity consumption | TWh | EP2050+ | ZERO_basis | 2050 | 63.2 |  |  | 0 | 1
Switzerland | CH | ELEV | Electricity demand - EV | TWh | EP2050+ | ZERO_basis | 2019 | 0.2 |  |  | 0 | 1
Switzerland | CH | ELEV | Electricity demand - EV | TWh | EP2050+ | ZERO_basis | 2025 | 0.8 |  |  | 0 | 1
Switzerland | CH | ELEV | Electricity demand - EV | TWh | EP2050+ | ZERO_basis | 2030 | 2.4 |  |  | 0 | 1
Switzerland | CH | ELEV | Electricity demand - EV | TWh | EP2050+ | ZERO_basis | 2035 | 5 |  |  | 0 | 1
Switzerland | CH | ELEV | Electricity demand - EV | TWh | EP2050+ | ZERO_basis | 2040 | 8.1 |  |  | 0 | 1
Switzerland | CH | ELEV | Electricity demand - EV | TWh | EP2050+ | ZERO_basis | 2045 | 11 |  |  | 0 | 1
Switzerland | CH | ELEV | Electricity demand - EV | TWh | EP2050+ | ZERO_basis | 2050 | 13.1 |  |  | 0 | 1
Switzerland | CH | RA600 | Ambient heat (heat pumps) | TWh | EP2050+ | ZERO_basis | 2019 | 2.4 |  |  | 0 | 1
Switzerland | CH | RA600 | Ambient heat (heat pumps) | TWh | EP2050+ | ZERO_basis | 2025 | 4.2 |  |  | 0 | 1
Switzerland | CH | RA600 | Ambient heat (heat pumps) | TWh | EP2050+ | ZERO_basis | 2030 | 5.8 |  |  | 0 | 1
Switzerland | CH | RA600 | Ambient heat (heat pumps) | TWh | EP2050+ | ZERO_basis | 2035 | 6.9 |  |  | 0 | 1
Switzerland | CH | RA600 | Ambient heat (heat pumps) | TWh | EP2050+ | ZERO_basis | 2040 | 7.8 |  |  | 0 | 1
Switzerland | CH | RA600 | Ambient heat (heat pumps) | TWh | EP2050+ | ZERO_basis | 2045 | 8.5 |  |  | 0 | 1
Switzerland | CH | RA600 | Ambient heat (heat pumps) | TWh | EP2050+ | ZERO_basis | 2050 | 9 |  |  | 0 | 1
Switzerland | CH | HYD | Hydrogen | TWh | EP2050+ | ZERO_basis | 2019 | 0 |  |  | 0 | 1
Switzerland | CH | HYD | Hydrogen | TWh | EP2050+ | ZERO_basis | 2025 | 0.9 |  |  | 0 | 1
Switzerland | CH | HYD | Hydrogen | TWh | EP2050+ | ZERO_basis | 2030 | 1.8 |  |  | 0 | 1
Switzerland | CH | HYD | Hydrogen | TWh | EP2050+ | ZERO_basis | 2035 | 3.1 |  |  | 0 | 1
Switzerland | CH | HYD | Hydrogen | TWh | EP2050+ | ZERO_basis | 2040 | 5 |  |  | 0 | 1
Switzerland | CH | HYD | Hydrogen | TWh | EP2050+ | ZERO_basis | 2045 | 6.5 |  |  | 0 | 1
Switzerland | CH | HYD | Hydrogen | TWh | EP2050+ | ZERO_basis | 2050 | 7.4 |  |  | 0 | 1
Switzerland | CH | LOSS | Losses | TWh | EP2050+ | ZERO_basis | 2019 | 4.3 |  |  | 0 | 1
Switzerland | CH | LOSS | Losses | TWh | EP2050+ | ZERO_basis | 2025 | 4.4 |  |  | 0 | 1
Switzerland | CH | LOSS | Losses | TWh | EP2050+ | ZERO_basis | 2030 | 4.5 |  |  | 0 | 1
Switzerland | CH | LOSS | Losses | TWh | EP2050+ | ZERO_basis | 2035 | 4.7 |  |  | 0 | 1
Switzerland | CH | LOSS | Losses | TWh | EP2050+ | ZERO_basis | 2040 | 5 |  |  | 0 | 1
Switzerland | CH | LOSS | Losses | TWh | EP2050+ | ZERO_basis | 2045 | 5.2 |  |  | 0 | 1
Switzerland | CH | LOSS | Losses | TWh | EP2050+ | ZERO_basis | 2050 | 5.3 |  |  | 0 | 1
Switzerland | CH | EV000 | Electric vehicles | TWh | EP2050+ | ZERO_basis | 2050 | 3600000 |  |  | 0 | 1
Switzerland | CH | RA600 | Ambient heat (heat pumps) | TWh | EP2050+ | ZERO_basis | 2050 | 1500000 |  |  | 0 | 1
Switzerland | CH | HYD | Hydrogen | PJ | EP2050+ | ZERO_basis | 2019 | 0 |  |  | 0 | 1
Switzerland | CH | HYD | Hydrogen | PJ | EP2050+ | ZERO_basis | 2025 | 1 |  |  | 0 | 1
Switzerland | CH | HYD | Hydrogen | PJ | EP2050+ | ZERO_basis | 2030 | 2 |  |  | 0 | 1
Switzerland | CH | HYD | Hydrogen | PJ | EP2050+ | ZERO_basis | 2035 | 3 |  |  | 0 | 1
Switzerland | CH | HYD | Hydrogen | PJ | EP2050+ | ZERO_basis | 2040 | 5 |  |  | 0 | 1
Switzerland | CH | HYD | Hydrogen | PJ | EP2050+ | ZERO_basis | 2045 | 7 |  |  | 0 | 1
Switzerland | CH | HYD | Hydrogen | PJ | EP2050+ | ZERO_basis | 2050 | 7 |  |  | 0 | 1
Switzerland | CH | N9000 | Nuclear fuels and other fuels n.e.c. | TWh | EP2050+ | ZERO_basis | 2019 | 25.3 |  |  | 0 | 0
Switzerland | CH | N9000 | Nuclear fuels and other fuels n.e.c. | TWh | EP2050+ | ZERO_basis | 2025 | 16.6 |  |  | 0 | 0
Switzerland | CH | N9000 | Nuclear fuels and other fuels n.e.c. | TWh | EP2050+ | ZERO_basis | 2030 | 8.8 |  |  | 0 | 0
Switzerland | CH | N9000 | Nuclear fuels and other fuels n.e.c. | TWh | EP2050+ | ZERO_basis | 2035 | 0 |  |  | 0 | 0
Note on E2: Henning Åsheim: GWh per year (GWh/a)
Note on F2: Henning Åsheim: EP2050 = Energieperspektiven 2050
Note on G2: Henning Åsheim: MB = Massnahmen Bundesrat (Measures of the Federal Council) C = Scenario fossile central CE = Scenario fossile central and renewable CE1 = CE + Faster build out of PV E = Renewable
Note on E3: Henning Åsheim: GWh per year (GWh/a)
Note on F3: Henning Åsheim: EP2050 = Energieperspektiven 2050
Note on G3: Henning Åsheim: MB = Massnahmen Bundesrat (Measures of the Federal Council) C = Scenario fossile central CE = Scenario fossile central and renewable CE1 = CE + Faster build out of PV E = Renewable
Note on E14: Henning Åsheim: GWh per year (GWh/a)
Note on F14: Henning Åsheim: EP2050 = Energieperspektiven 2050
Note on G14: Henning Åsheim: MB = Massnahmen Bundesrat (Measures of the Federal Council) C = Scenario fossile central CE = Scenario fossile central and renewable CE1 = CE + Faster build out of PV E = Renewable
Note on E15: Henning Åsheim: GWh per year (GWh/a)
Note on F15: Henning Åsheim: EP2050 = Energieperspektiven 2050
Note on G15: Henning Åsheim: MB = Massnahmen Bundesrat (Measures of the Federal Council) C = Scenario fossile central CE = Scenario fossile central and renewable CE1 = CE + Faster build out of PV E = Renewable
Note on D26: Henning Åsheim: Most will apparently be roof mounted

## United Kingdom
country | geo | siec | type | unit | source | scenario | year | cap | cap_min | cap_max | target | demand | problem | region
United Kingdom | UK | RA320 | Wind off shore | GW | UK GOV | ref | 2030 | 45 |  |  | 1 | 0 | 0 | British Isles
United Kingdom | UK | RA320_F | Wind floating | GW | UK GOV | ref | 2030 | 5 |  |  | 1 | 0 | 0 | British Isles
United Kingdom | UK | RA400 | Solar | GW | UK GOV | ref | 2030 | 51 |  |  | 1 | 0 | 0 | British Isles
United Kingdom | UK | RA420 | Solar photovoltaic | GW | UK GOV | ref | 2030 | 51 |  |  | 1 | 0 | 0 | British Isles
United Kingdom | UK | RA310 | Wind on shore | GW | Carbon Brief | NESO | 2030 | 27 |  |  | 1 | 0 | 0 | British Isles
United Kingdom | UK | RA300 | Wind | GW | UK GOV | ref | 2030 | 72 |  |  | 1 | 0 | 0 | British Isles